## Summary
================================================================================
¦ System Summary ¦
================================================================================
How many? How much? P (MW) Q (MVAr)
--------------------- ------------------- ------------- -----------------
Buses 2000 Total Gen Capacity 96291.5 0.0 to 0.0
Generators 544 On-line Capacity 81201.9 0.0 to 0.0
Committed Gens 432 Generation (actual) 67109.2 0.0
Loads 1125 Load 67109.2 0.0
Fixed 1125 Fixed 67109.2 0.0
Dispatchable 0 Dispatchable -0.0 of -0.0 -0.0
Shunts 0 Shunt (inj) -0.0 0.0
Branches 3206 Losses (I^2 * Z) 0.00 0.00
Transformers 861 Branch Charging (inj) - 0.0
Inter-ties 131 Total Inter-tie Flow 20135.0 0.0
Areas 8
Minimum Maximum
------------------------- --------------------------------
Voltage Magnitude 1.000 p.u. @ bus 1001 1.000 p.u. @ bus 1001
Voltage Angle -35.37 deg @ bus 4103 41.69 deg @ bus 1039
**********Reduction Summary****************
175 buses in reduced model
1027 branches in reduced model, including 987 equivalent lines
544 generators in reduced model
Redistribute loads
**********Generator Placement Results**************
External generator on bus 1004 is moved to 3048
External generator on bus 1006 is moved to 1063
External generator on bus 1009 is moved to 1081
External generator on bus 1011 is moved to 1081
External generator on bus 1021 is moved to 1001
External generator on bus 1023 is moved to 3048
External generator on bus 1026 is moved to 1001
External generator on bus 1033 is moved to 1081
External generator on bus 1035 is moved to 1063
External generator on bus 1039 is moved to 1081
External generator on bus 1042 is moved to 1063
External generator on bus 1043 is moved to 1063
External generator on bus 1049 is moved to 1048
External generator on bus 1050 is moved to 1048
External generator on bus 1051 is moved to 1048
External generator on bus 1052 is moved to 1048
External generator on bus 1053 is moved to 1081
External generator on bus 1057 is moved to 1001
External generator on bus 1059 is moved to 1081
External generator on bus 1060 is moved to 1081
External generator on bus 1062 is moved to 1063
External generator on bus 1066 is moved to 1063
External generator on bus 1070 is moved to 1081
External generator on bus 1072 is moved to 1001
External generator on bus 1073 is moved to 1001
External generator on bus 1074 is moved to 1001
External generator on bus 1075 is moved to 1001
External generator on bus 1076 is moved to 1001
External generator on bus 1077 is moved to 1001
External generator on bus 1078 is moved to 1001
External generator on bus 1079 is moved to 3048
External generator on bus 1080 is moved to 1001
External generator on bus 1082 is moved to 1081
External generator on bus 1084 is moved to 1001
External generator on bus 1088 is moved to 1081
External generator on bus 1090 is moved to 1001
External generator on bus 2005 is moved to 2004
External generator on bus 2006 is moved to 2004
External generator on bus 2013 is moved to 2019
External generator on bus 2023 is moved to 8129
External generator on bus 2024 is moved to 8129
External generator on bus 2042 is moved to 2019
External generator on bus 2056 is moved to 2057
External generator on bus 2059 is moved to 2019
External generator on bus 2062 is moved to 2057
External generator on bus 2071 is moved to 2057
External generator on bus 2076 is moved to 3048
External generator on bus 2078 is moved to 5007
External generator on bus 2083 is moved to 2057
External generator on bus 2084 is moved to 2057
External generator on bus 2085 is moved to 2057
External generator on bus 2089 is moved to 2057
External generator on bus 2094 is moved to 2019
External generator on bus 2095 is moved to 2019
External generator on bus 2099 is moved to 2019
External generator on bus 2100 is moved to 2019
External generator on bus 2104 is moved to 2103
External generator on bus 2105 is moved to 2103
External generator on bus 2116 is moved to 8129
External generator on bus 2117 is moved to 8129
External generator on bus 2118 is moved to 8129
External generator on bus 2119 is moved to 8129
External generator on bus 2120 is moved to 8129
External generator on bus 2123 is moved to 2019
External generator on bus 2127 is moved to 2019
External generator on bus 3004 is moved to 3006
External generator on bus 3017 is moved to 3006
External generator on bus 3020 is moved to 3051
External generator on bus 3028 is moved to 3048
External generator on bus 3034 is moved to 3048
External generator on bus 3039 is moved to 3048
External generator on bus 3043 is moved to 3048
External generator on bus 3044 is moved to 3048
External generator on bus 3045 is moved to 3048
External generator on bus 3056 is moved to 3055
External generator on bus 3057 is moved to 3055
External generator on bus 3061 is moved to 3048
External generator on bus 3062 is moved to 3048
External generator on bus 3063 is moved to 3048
External generator on bus 3065 is moved to 3006
External generator on bus 3068 is moved to 3006
External generator on bus 3071 is moved to 3006
External generator on bus 3074 is moved to 4002
External generator on bus 3081 is moved to 3048
External generator on bus 3084 is moved to 3048
External generator on bus 3086 is moved to 3006
External generator on bus 3087 is moved to 3006
External generator on bus 3092 is moved to 3048
External generator on bus 3095 is moved to 3006
External generator on bus 3098 is moved to 3048
External generator on bus 3105 is moved to 6349
External generator on bus 3106 is moved to 6349
External generator on bus 3110 is moved to 3048
External generator on bus 3112 is moved to 1001
External generator on bus 3113 is moved to 1001
External generator on bus 3117 is moved to 3048
External generator on bus 3118 is moved to 3048
External generator on bus 3120 is moved to 4002
External generator on bus 3122 is moved to 3048
External generator on bus 3127 is moved to 3006
External generator on bus 3129 is moved to 3048
External generator on bus 3131 is moved to 3006
External generator on bus 3133 is moved to 3048
External generator on bus 3137 is moved to 3006
External generator on bus 3141 is moved to 3006
External generator on bus 4010 is moved to 4040
External generator on bus 4026 is moved to 7406
External generator on bus 4030 is moved to 7406
External generator on bus 4045 is moved to 4147
External generator on bus 4046 is moved to 4147
External generator on bus 4047 is moved to 4147
External generator on bus 4050 is moved to 4067
External generator on bus 4052 is moved to 4017
External generator on bus 4058 is moved to 4061
External generator on bus 4059 is moved to 4061
External generator on bus 4060 is moved to 4061
External generator on bus 4062 is moved to 4061
External generator on bus 4063 is moved to 4061
External generator on bus 4065 is moved to 4017
External generator on bus 4075 is moved to 4040
External generator on bus 4076 is moved to 4040
External generator on bus 4077 is moved to 4040
External generator on bus 4082 is moved to 4085
External generator on bus 4083 is moved to 4085
External generator on bus 4084 is moved to 4085
External generator on bus 4090 is moved to 4067
External generator on bus 4091 is moved to 4067
External generator on bus 4092 is moved to 4067
External generator on bus 4093 is moved to 4067
External generator on bus 4094 is moved to 4067
External generator on bus 4095 is moved to 4067
External generator on bus 4096 is moved to 4067
External generator on bus 4097 is moved to 4067
External generator on bus 4098 is moved to 4067
External generator on bus 4105 is moved to 4017
External generator on bus 4115 is moved to 4147
External generator on bus 4116 is moved to 4147
External generator on bus 4133 is moved to 4015
External generator on bus 4134 is moved to 4015
External generator on bus 4135 is moved to 4015
External generator on bus 4136 is moved to 4015
External generator on bus 4137 is moved to 4015
External generator on bus 4138 is moved to 4015
External generator on bus 4142 is moved to 4040
External generator on bus 4153 is moved to 4040
External generator on bus 4160 is moved to 4017
External generator on bus 4161 is moved to 4061
External generator on bus 4162 is moved to 4061
External generator on bus 4163 is moved to 4017
External generator on bus 4166 is moved to 4040
External generator on bus 4177 is moved to 4147
External generator on bus 4181 is moved to 4061
External generator on bus 4183 is moved to 4193
External generator on bus 4192 is moved to 4193
External generator on bus 4194 is moved to 4067
External generator on bus 4195 is moved to 4147
External generator on bus 5020 is moved to 2057
External generator on bus 5023 is moved to 5022
External generator on bus 5035 is moved to 5385
External generator on bus 5036 is moved to 5385
External generator on bus 5038 is moved to 5385
External generator on bus 5039 is moved to 5385
External generator on bus 5040 is moved to 5385
External generator on bus 5041 is moved to 5385
External generator on bus 5042 is moved to 5385
External generator on bus 5051 is moved to 8129
External generator on bus 5057 is moved to 2057
External generator on bus 5058 is moved to 2057
External generator on bus 5065 is moved to 5067
External generator on bus 5066 is moved to 5067
External generator on bus 5068 is moved to 5067
External generator on bus 5069 is moved to 5067
External generator on bus 5089 is moved to 5444
External generator on bus 5106 is moved to 5422
External generator on bus 5107 is moved to 5422
External generator on bus 5166 is moved to 5007
External generator on bus 5167 is moved to 5007
External generator on bus 5170 is moved to 5005
External generator on bus 5198 is moved to 5206
External generator on bus 5207 is moved to 5206
External generator on bus 5208 is moved to 5206
External generator on bus 5238 is moved to 2057
External generator on bus 5243 is moved to 3048
External generator on bus 5263 is moved to 5262
External generator on bus 5282 is moved to 5281
External generator on bus 5283 is moved to 5281
External generator on bus 5297 is moved to 5444
External generator on bus 5298 is moved to 5444
External generator on bus 5299 is moved to 5444
External generator on bus 5300 is moved to 5444
External generator on bus 5301 is moved to 5444
External generator on bus 5303 is moved to 5444
External generator on bus 5320 is moved to 5262
External generator on bus 5321 is moved to 5262
External generator on bus 5324 is moved to 5323
External generator on bus 5325 is moved to 5323
External generator on bus 5326 is moved to 5323
External generator on bus 5342 is moved to 5307
External generator on bus 5343 is moved to 5307
External generator on bus 5363 is moved to 5364
External generator on bus 5365 is moved to 5364
External generator on bus 5366 is moved to 5364
External generator on bus 5367 is moved to 5364
External generator on bus 5368 is moved to 5364
External generator on bus 5369 is moved to 5364
External generator on bus 5382 is moved to 5385
External generator on bus 5383 is moved to 5385
External generator on bus 5399 is moved to 3048
External generator on bus 5403 is moved to 5262
External generator on bus 5404 is moved to 5262
External generator on bus 5405 is moved to 5262
External generator on bus 5406 is moved to 5262
External generator on bus 5415 is moved to 3048
External generator on bus 5416 is moved to 3048
External generator on bus 5417 is moved to 3048
External generator on bus 5418 is moved to 3048
External generator on bus 5419 is moved to 3048
External generator on bus 5423 is moved to 5422
External generator on bus 5424 is moved to 5422
External generator on bus 6006 is moved to 6349
External generator on bus 6007 is moved to 6349
External generator on bus 6008 is moved to 6349
External generator on bus 6009 is moved to 6349
External generator on bus 6010 is moved to 6349
External generator on bus 6041 is moved to 6349
External generator on bus 6042 is moved to 6349
External generator on bus 6048 is moved to 6199
External generator on bus 6049 is moved to 6199
External generator on bus 6050 is moved to 6199
External generator on bus 6051 is moved to 6199
External generator on bus 6052 is moved to 6199
External generator on bus 6053 is moved to 6199
External generator on bus 6054 is moved to 6199
External generator on bus 6070 is moved to 6069
External generator on bus 6071 is moved to 6069
External generator on bus 6072 is moved to 6069
External generator on bus 6073 is moved to 6069
External generator on bus 6074 is moved to 6069
External generator on bus 6079 is moved to 6078
External generator on bus 6080 is moved to 6078
External generator on bus 6082 is moved to 6349
External generator on bus 6083 is moved to 6349
External generator on bus 6085 is moved to 6355
External generator on bus 6086 is moved to 6355
External generator on bus 6087 is moved to 6355
External generator on bus 6088 is moved to 6355
External generator on bus 6089 is moved to 6355
External generator on bus 6090 is moved to 6355
External generator on bus 6104 is moved to 6078
External generator on bus 6105 is moved to 6078
External generator on bus 6106 is moved to 6078
External generator on bus 6110 is moved to 6111
External generator on bus 6144 is moved to 6147
External generator on bus 6145 is moved to 6147
External generator on bus 6146 is moved to 6147
External generator on bus 6148 is moved to 6147
External generator on bus 6149 is moved to 6147
External generator on bus 6165 is moved to 6164
External generator on bus 6166 is moved to 6164
External generator on bus 6167 is moved to 6164
External generator on bus 6213 is moved to 6349
External generator on bus 6215 is moved to 6349
External generator on bus 6216 is moved to 6349
External generator on bus 6242 is moved to 7406
External generator on bus 6243 is moved to 7406
External generator on bus 6244 is moved to 7406
External generator on bus 6245 is moved to 7406
External generator on bus 6246 is moved to 7406
External generator on bus 6247 is moved to 7406
External generator on bus 6248 is moved to 7406
External generator on bus 6249 is moved to 7406
External generator on bus 6257 is moved to 6349
External generator on bus 6258 is moved to 6349
External generator on bus 6259 is moved to 6349
External generator on bus 6260 is moved to 6349
External generator on bus 6266 is moved to 7406
External generator on bus 6267 is moved to 7406
External generator on bus 6268 is moved to 7406
External generator on bus 6269 is moved to 7406
External generator on bus 6270 is moved to 7406
External generator on bus 6271 is moved to 7406
External generator on bus 6272 is moved to 7406
External generator on bus 6273 is moved to 7406
External generator on bus 6274 is moved to 7406
External generator on bus 6295 is moved to 6349
External generator on bus 6296 is moved to 6349
External generator on bus 6297 is moved to 6349
External generator on bus 6301 is moved to 6302
External generator on bus 6303 is moved to 6302
External generator on bus 6304 is moved to 6302
External generator on bus 6305 is moved to 6302
External generator on bus 7005 is moved to 7400
External generator on bus 7006 is moved to 7400
External generator on bus 7007 is moved to 7400
External generator on bus 7008 is moved to 7400
External generator on bus 7009 is moved to 7400
External generator on bus 7015 is moved to 7124
External generator on bus 7021 is moved to 7406
External generator on bus 7022 is moved to 7406
External generator on bus 7023 is moved to 7406
External generator on bus 7024 is moved to 7406
External generator on bus 7025 is moved to 7406
External generator on bus 7031 is moved to 7406
External generator on bus 7032 is moved to 7406
External generator on bus 7033 is moved to 7406
External generator on bus 7034 is moved to 7406
External generator on bus 7045 is moved to 7406
External generator on bus 7046 is moved to 7406
External generator on bus 7061 is moved to 7406
External generator on bus 7062 is moved to 7406
External generator on bus 7063 is moved to 7406
External generator on bus 7064 is moved to 7406
External generator on bus 7065 is moved to 7406
External generator on bus 7066 is moved to 7406
External generator on bus 7079 is moved to 7422
External generator on bus 7080 is moved to 7422
External generator on bus 7081 is moved to 7422
External generator on bus 7082 is moved to 7422
External generator on bus 7099 is moved to 7406
External generator on bus 7107 is moved to 7400
External generator on bus 7108 is moved to 7400
External generator on bus 7109 is moved to 7400
External generator on bus 7110 is moved to 7400
External generator on bus 7111 is moved to 7400
External generator on bus 7112 is moved to 7400
External generator on bus 7113 is moved to 7400
External generator on bus 7114 is moved to 7400
External generator on bus 7115 is moved to 7400
External generator on bus 7121 is moved to 7427
External generator on bus 7122 is moved to 7427
External generator on bus 7133 is moved to 7138
External generator on bus 7134 is moved to 7138
External generator on bus 7135 is moved to 7138
External generator on bus 7136 is moved to 7138
External generator on bus 7137 is moved to 7138
External generator on bus 7139 is moved to 7138
External generator on bus 7140 is moved to 7138
External generator on bus 7141 is moved to 7138
External generator on bus 7142 is moved to 7138
External generator on bus 7146 is moved to 7145
External generator on bus 7162 is moved to 7170
External generator on bus 7163 is moved to 7157
External generator on bus 7164 is moved to 7170
External generator on bus 7165 is moved to 7170
External generator on bus 7166 is moved to 7157
External generator on bus 7167 is moved to 7157
External generator on bus 7168 is moved to 7157
External generator on bus 7169 is moved to 7170
External generator on bus 7189 is moved to 7400
External generator on bus 7190 is moved to 7400
External generator on bus 7191 is moved to 7400
External generator on bus 7192 is moved to 7400
External generator on bus 7193 is moved to 7400
External generator on bus 7194 is moved to 7400
External generator on bus 7195 is moved to 7400
External generator on bus 7196 is moved to 7400
External generator on bus 7197 is moved to 7400
External generator on bus 7207 is moved to 7208
External generator on bus 7209 is moved to 7208
External generator on bus 7210 is moved to 7208
External generator on bus 7211 is moved to 7208
External generator on bus 7212 is moved to 7208
External generator on bus 7266 is moved to 7138
External generator on bus 7267 is moved to 7138
External generator on bus 7268 is moved to 7138
External generator on bus 7269 is moved to 7138
External generator on bus 7270 is moved to 7138
External generator on bus 7280 is moved to 7400
External generator on bus 7281 is moved to 7400
External generator on bus 7284 is moved to 7400
External generator on bus 7285 is moved to 7400
External generator on bus 7286 is moved to 7400
External generator on bus 7287 is moved to 7400
External generator on bus 7288 is moved to 7400
External generator on bus 7289 is moved to 7400
External generator on bus 7307 is moved to 7406
External generator on bus 7308 is moved to 7406
External generator on bus 7309 is moved to 7406
External generator on bus 7310 is moved to 7406
External generator on bus 7311 is moved to 7406
External generator on bus 7323 is moved to 7422
External generator on bus 7324 is moved to 7422
External generator on bus 7325 is moved to 7422
External generator on bus 7326 is moved to 7422
External generator on bus 7329 is moved to 7069
External generator on bus 7334 is moved to 7400
External generator on bus 7335 is moved to 7400
External generator on bus 7349 is moved to 7353
External generator on bus 7350 is moved to 7353
External generator on bus 7351 is moved to 7353
External generator on bus 7352 is moved to 7353
External generator on bus 7354 is moved to 7353
External generator on bus 7355 is moved to 7353
External generator on bus 7356 is moved to 7353
External generator on bus 7357 is moved to 7353
External generator on bus 7358 is moved to 7353
External generator on bus 7359 is moved to 7353
External generator on bus 7360 is moved to 7353
External generator on bus 7361 is moved to 7353
External generator on bus 7369 is moved to 7400
External generator on bus 7370 is moved to 7400
External generator on bus 7371 is moved to 7400
External generator on bus 7372 is moved to 7400
External generator on bus 7373 is moved to 7400
External generator on bus 7374 is moved to 7400
External generator on bus 7376 is moved to 7400
External generator on bus 7377 is moved to 7400
External generator on bus 7378 is moved to 7400
External generator on bus 7379 is moved to 7400
External generator on bus 7389 is moved to 7157
External generator on bus 7414 is moved to 7406
External generator on bus 7419 is moved to 7259
External generator on bus 8024 is moved to 7157
External generator on bus 8034 is moved to 7157
External generator on bus 8035 is moved to 7157
External generator on bus 8036 is moved to 7157
External generator on bus 8046 is moved to 8070
External generator on bus 8047 is moved to 8070
External generator on bus 8048 is moved to 8070
External generator on bus 8049 is moved to 8070
External generator on bus 8050 is moved to 8070
External generator on bus 8051 is moved to 8070
External generator on bus 8061 is moved to 8060
External generator on bus 8071 is moved to 8070
External generator on bus 8078 is moved to 8077
External generator on bus 8079 is moved to 8077
External generator on bus 8080 is moved to 8077
External generator on bus 8088 is moved to 8087
External generator on bus 8099 is moved to 8116
External generator on bus 8115 is moved to 8116
External generator on bus 8117 is moved to 8116
External generator on bus 8130 is moved to 8129
External generator on bus 8131 is moved to 8129
External generator on bus 8147 is moved to 8060
External generator on bus 8152 is moved to 8033
External generator on bus 8155 is moved to 8087
External generator on bus 8158 is moved to 8033

## Bus
bus_i | type | Pd | Qd | Gs | Bs | area | Vm | Va | baseKV | zone | Vmax | Vmin | lam_P | lam_Q | mu_Vmax | mu_Vmin
1001 | 1 | 1303.2756 | 5.89 | 0 | 2792.554 | 1 | 0.97944 | -22.7348 | 115 | 9 | 1.1 | 0.9 | 25.75 | -3.48 | 0 | 0
1048 | 2 | 169.6928 | 0 | 0 | 153.565 | 1 | 1.0053 | -13.35 | 18 | 9 | 1.1 | 0.9 | 47.24 | -1.28 | 0 | 0
1063 | 2 | 144.3682 | 0 | 0 | 152.9532 | 1 | 1.0066 | -17.2194 | 13.8 | 9 | 1.1 | 0.9 | -60.92 | -23.13 | 0 | 0
1081 | 2 | 151.5573 | 0 | 0 | 833.283 | 1 | 1.02 | -18.6913 | 230 | 9 | 1.1 | 0.9 | 46.26 | 0 | 0 | 0
2001 | 1 | 0.39475 | 13.7 | 0 | 60.0283 | 2 | 1.0018 | -59.9821 | 161 | 11 | 1.1 | 0.9 | 141.96 | 14.24 | 0 | 0
2004 | 2 | -62.0362 | 0 | 0 | 101.1356 | 2 | 1.0111 | -61.5666 | 13.8 | 11 | 1.1 | 0.9 | 148.2 | 16.97 | 0 | 0
2008 | 1 | -63.8417 | 2.28 | 0 | 54.14 | 2 | 1.0161 | -32.833 | 161 | 10 | 1.1 | 0.9 | 6.86 | -1.09 | 0 | 0
2019 | 2 | 215.0276 | 0 | 0 | 179.121 | 2 | 1.0284 | -32.2468 | 20 | 10 | 1.1 | 0.9 | 21.48 | 0.19 | 0 | 0
2057 | 2 | 658.8327 | 0 | 0 | 288.9974 | 2 | 0.99 | -38.7253 | 18 | 11 | 1.1 | 0.9 | 19.33 | 0 | 0 | 0
2103 | 2 | -36.8316 | 0 | 0 | 107.8935 | 2 | 1.0105 | -62.6733 | 20 | 11 | 1.1 | 0.9 | 150.87 | 18.31 | 0 | 0
2115 | 2 | -131.0357 | 0 | 0 | 49.6641 | 2 | 1.0049 | -52.2396 | 13.8 | 11 | 1.1 | 0.9 | 132.25 | 10.08 | 0 | 0
3002 | 1 | 157.298 | 31.98 | 0 | 77.0771 | 3 | 0.99254 | -58.5374 | 115 | 28 | 1.1 | 0.9 | 45.23 | 5.45 | 0 | 0
3006 | 1 | 710.7961 | 2.08 | 0 | 129.0211 | 3 | 0.99984 | -26.8779 | 115 | 27 | 1.1 | 0.9 | -794.62 | 136.2 | 0 | 0
3048 | 2 | 1152.2912 | 0 | 0 | 2032.9548 | 3 | 1.018 | -41.6671 | 500 | 27 | 1.1 | 0.9 | 39.18 | -12.01 | 0 | 0
3051 | 1 | 135.448 | 41.17 | 0 | 177.7491 | 3 | 0.99532 | -36.0158 | 115 | 28 | 1.1 | 0.9 | -129.88 | -5.1 | 0 | 0
3055 | 2 | -0.79995 | 0 | 0 | 143.972 | 3 | 1.04 | -24.3179 | 13.8 | 27 | 1.1 | 0.9 | 143.92 | 0 | 0 | 0
3060 | 2 | -97.2644 | 0 | 0 | 49.4009 | 3 | 1.04 | -16.4291 | 18 | 27 | 1.1 | 0.9 | 49.48 | 0 | 0 | 0
4002 | 1 | 92.2343 | 0.29 | 0 | 27.6064 | 4 | 1.0151 | -53.2544 | 115 | 20 | 1.1 | 0.9 | 7.08 | 1.87 | 0 | 0
4003 | 1 | 176.6784 | 36.07 | 0 | 69.9116 | 4 | 0.99532 | -72.5889 | 115 | 19 | 1.1 | 0.9 | 1762.88 | 217.81 | 0 | 0
4005 | 1 | 161.4732 | 46.51 | 0 | 116.3078 | 4 | 1.0153 | -60.4718 | 115 | 20 | 1.1 | 0.9 | 14.71 | 8.79 | 0 | 0
4007 | 1 | 243.3741 | 52.04 | 0 | 22.3275 | 4 | 0.99943 | -73.182 | 115 | 19 | 1.1 | 0.9 | 2018.72 | 13.73 | 0 | 0
4015 | 1 | 132.1952 | 45.28 | 0 | 151.9342 | 4 | 1.02 | -54.6984 | 115 | 20 | 1.1 | 0.9 | -7.27 | 0 | 0 | 0
4017 | 1 | 419.3011 | 25.38 | 0 | 232.5868 | 4 | 1.0082 | -48.63 | 115 | 21 | 1.1 | 0.9 | 619.06 | 69.72 | 0 | 0
4040 | 1 | 661.4882 | 63.94 | 0 | 479.8417 | 4 | 1.02 | -64.9626 | 115 | 19 | 1.1 | 0.9 | 726.55 | 0 | 0 | 0
4042 | 1 | 120.9945 | 60.97 | 0 | 41.5238 | 4 | 1.0098 | -71.1398 | 115 | 19 | 1.1 | 0.9 | 189.84 | 449.77 | 0 | 0
4061 | 2 | 779.3741 | 0 | 0 | 50.658 | 4 | 1.03 | -34.5189 | 13.8 | 21 | 1.1 | 0.9 | 17.74 | 0 | 0 | 0
4066 | 1 | 268.9094 | 54.27 | 0 | 156.5043 | 4 | 1.0119 | -73.7485 | 115 | 19 | 1.1 | 0.9 | 1978.61 | 308.83 | 0 | 0
4067 | 1 | 507.4451 | 45.18 | 0 | 148.6704 | 4 | 0.98768 | -64.7614 | 115 | 19 | 1.1 | 0.9 | 1281 | -28.91 | 0 | 0
4071 | 1 | 21.6852 | 79.75 | 0 | 48.4305 | 4 | 0.99513 | -56.0554 | 115 | 19 | 1.1 | 0.9 | 183.42 | 63.6 | 0 | 0
4079 | 1 | 222.1006 | 48.51 | 0 | 1.539 | 4 | 1.0073 | -68.0262 | 115 | 19 | 1.1 | 0.9 | 619.17 | 3.64 | 0 | 0
4085 | 2 | 300.3219 | 0 | 0 | 69.5172 | 4 | 1.04 | -42.3592 | 13.8 | 21 | 1.1 | 0.9 | 18.76 | 0 | 0 | 0
4088 | 1 | 257.4096 | 60.21 | 0 | 279.4425 | 4 | 1.02 | -72.8755 | 115 | 19 | 1.1 | 0.9 | 1940.05 | 0 | 0 | 0
4103 | 1 | 220.7557 | 53.8 | 0 | 150.5173 | 4 | 1.0049 | -74.238 | 115 | 19 | 1.1 | 0.9 | 2048.22 | 194.16 | 0 | 0
4122 | 1 | 237.8144 | 41.4 | 0 | 158.6483 | 4 | 1.0069 | -71.8923 | 115 | 19 | 1.1 | 0.9 | 2157.79 | -3.75 | 0 | 0
4147 | 1 | 664.8881 | 54.87 | 0 | 253.4277 | 4 | 1.02 | -57.7444 | 115 | 20 | 1.1 | 0.9 | 961.98 | 0 | 0 | 0
4171 | 1 | 247.5194 | 47.5 | 0 | 146.1307 | 4 | 1.0093 | -62.4927 | 115 | 19 | 1.1 | 0.9 | 1593.05 | -350.77 | 0 | 0
4193 | 1 | 673.982 | 50.5 | 0 | 43.8788 | 4 | 1.0127 | -53.4738 | 115 | 19 | 1.1 | 0.9 | -5.26 | 15.51 | 0 | 0
5003 | 1 | 251.1769 | 32.2 | 0 | 41.8209 | 5 | 0.9882 | -70.8775 | 161 | 16 | 1.1 | 0.9 | 549.6 | 24.83 | 0 | 0
5004 | 1 | 160.4647 | 3.31 | 0 | 76.82 | 5 | 0.98669 | -63.6248 | 161 | 14 | 1.1 | 0.9 | 101.67 | 13.33 | 0 | 0
5005 | 1 | 88.5843 | 2.53 | 0 | 76.236 | 5 | 1.0093 | -55.2029 | 161 | 18 | 1.1 | 0.9 | 40.44 | 1.75 | 0 | 0
5007 | 1 | 525.5542 | 20.42 | 0 | 201.5251 | 5 | 0.99355 | -66.1084 | 161 | 17 | 1.1 | 0.9 | 361.22 | 5.03 | 0 | 0
5008 | 1 | -43.2752 | 2.15 | 0 | 134.0636 | 5 | 1.0061 | -43.5845 | 161 | 15 | 1.1 | 0.9 | -1.92 | 14.44 | 0 | 0
5011 | 1 | 32.5797 | 2.17 | 0 | 32.6839 | 5 | 1.0036 | -55.4696 | 161 | 13 | 1.1 | 0.9 | 57.86 | 10.67 | 0 | 0
5016 | 1 | 391.174 | 51.33 | 0 | 409.3486 | 5 | 1.0013 | -66.1914 | 161 | 17 | 1.1 | 0.9 | 161.81 | 19.89 | 0 | 0
5022 | 1 | 59.3144 | 39.73 | 0 | 322.042 | 5 | 0.99761 | -63.1858 | 161 | 17 | 1.1 | 0.9 | 123.63 | 8.5 | 0 | 0
5030 | 1 | 210.6656 | 22.55 | 0 | 108.0499 | 5 | 0.98986 | -66.2936 | 161 | 12 | 1.1 | 0.9 | 135.78 | -1.77 | 0 | 0
5037 | 2 | -74.9656 | 0 | 0 | 59.9986 | 5 | 1.02 | -63.3633 | 13.2 | 16 | 1.1 | 0.9 | 16.22 | 0 | 0 | 0
5048 | 1 | 137.6756 | 52.29 | 0 | 51.8103 | 5 | 0.99611 | -64.2594 | 161 | 17 | 1.1 | 0.9 | 119.43 | 13.39 | 0 | 0
5053 | 1 | 338.672 | 43.29 | 0 | 16.5443 | 5 | 0.98851 | -69.5902 | 161 | 16 | 1.1 | 0.9 | 234.51 | 37.77 | 0 | 0
5067 | 2 | 703.4482 | 0 | 0 | 89.6237 | 5 | 1.03 | -59.6097 | 13.8 | 17 | 1.1 | 0.9 | 110.15 | 0 | 0 | 0
5084 | 1 | 176.5424 | 63.52 | 0 | 102.1836 | 5 | 0.99438 | -67.9774 | 161 | 16 | 1.1 | 0.9 | 203.38 | 34.97 | 0 | 0
5098 | 1 | 408.2811 | 44.26 | 0 | 311.8811 | 5 | 1.0115 | -68.8534 | 161 | 17 | 1.1 | 0.9 | 784.12 | -118.45 | 0 | 0
5103 | 1 | 510.6846 | 66.44 | 0 | 289.2053 | 5 | 0.99481 | -69.0101 | 161 | 16 | 1.1 | 0.9 | 226.42 | 36.79 | 0 | 0
5126 | 1 | 508.7248 | 49.08 | 0 | 128.475 | 5 | 0.98785 | -71.3578 | 161 | 16 | 1.1 | 0.9 | 422.81 | 36.18 | 0 | 0
5157 | 1 | 514.1368 | 41.55 | 0 | 84.8444 | 5 | 0.98536 | -69.5139 | 161 | 17 | 1.1 | 0.9 | 363.96 | 37.87 | 0 | 0
5158 | 1 | 421.8527 | 47.66 | 0 | 298.029 | 5 | 1.0115 | -69.7357 | 161 | 16 | 1.1 | 0.9 | 980.15 | 1.33 | 0 | 0
5161 | 1 | 488.4481 | 56.57 | 0 | 434.1355 | 5 | 1.0114 | -71.1923 | 161 | 16 | 1.1 | 0.9 | 662.23 | 11.52 | 0 | 0
5181 | 1 | 324.8199 | 50.5 | 0 | 25.9368 | 5 | 0.99017 | -70.6393 | 161 | 16 | 1.1 | 0.9 | 468.05 | 40.3 | 0 | 0
5203 | 1 | 562.0681 | 41.65 | 0 | 175.6875 | 5 | 0.98827 | -71.0598 | 161 | 16 | 1.1 | 0.9 | 300.79 | 36.78 | 0 | 0
5206 | 2 | 265.7788 | 0 | 0 | 95.5143 | 5 | 1.01 | -52.8854 | 13.8 | 12 | 1.1 | 0.9 | 17.61 | 0 | 0 | 0
5224 | 1 | 592.193 | 43.88 | 0 | 212.0672 | 5 | 0.99481 | -71.1011 | 161 | 16 | 1.1 | 0.9 | 267.48 | 31.82 | 0 | 0
5234 | 1 | 226.0359 | 40.42 | 0 | 79.0284 | 5 | 0.99084 | -68.2661 | 161 | 16 | 1.1 | 0.9 | 204.02 | 31.99 | 0 | 0
5250 | 1 | 534.9048 | 46.77 | 0 | 97.8712 | 5 | 0.99881 | -68.3956 | 161 | 16 | 1.1 | 0.9 | 1055.19 | 8.85 | 0 | 0
5262 | 2 | 1095.3629 | 0 | 0 | 199.0195 | 5 | 1.01 | -49.5362 | 13.8 | 18 | 1.1 | 0.9 | 8.62 | 0 | 0 | 0
5281 | 2 | 339.6858 | 0 | 0 | 148.6993 | 5 | 1.0116 | -47.5906 | 13.8 | 13 | 1.1 | 0.9 | 35.05 | 0.97 | 0 | 0
5287 | 1 | 356.9493 | 52.92 | 0 | 74.6024 | 5 | 0.98974 | -69.8609 | 161 | 17 | 1.1 | 0.9 | 270.95 | 22.98 | 0 | 0
5291 | 1 | 473.4681 | 40.85 | 0 | 204.8376 | 5 | 0.99091 | -68.0868 | 161 | 17 | 1.1 | 0.9 | 220.7 | -53.98 | 0 | 0
5302 | 2 | -89.9113 | 0 | 0 | 53.2268 | 5 | 1.04 | -58.7455 | 13.8 | 16 | 1.1 | 0.9 | 132.94 | 0 | 0 | 0
5305 | 1 | 197.4629 | 53.67 | 0 | 145.2086 | 5 | 0.99889 | -67.4699 | 161 | 16 | 1.1 | 0.9 | 226.7 | 39.18 | 0 | 0
5307 | 1 | 345.6556 | 40.67 | 0 | 11.4595 | 5 | 1.0048 | -70.0692 | 161 | 16 | 1.1 | 0.9 | 243.85 | 18.37 | 0 | 0
5319 | 2 | -108.5566 | 0 | 0 | 71.2122 | 5 | 1.01 | -54.207 | 13.2 | 18 | 1.1 | 0.9 | 2.96 | 0 | 0 | 0
5323 | 1 | 1272.5966 | 62.17 | 0 | 281.5609 | 5 | 0.9993 | -68.0082 | 161 | 17 | 1.1 | 0.9 | 220.17 | 35.01 | 0 | 0
5329 | 1 | 367.4064 | 42 | 0 | 75.861 | 5 | 0.98713 | -70.1832 | 161 | 16 | 1.1 | 0.9 | 471.17 | 37.54 | 0 | 0
5335 | 1 | 433.5472 | 47.23 | 0 | 86.0722 | 5 | 0.98786 | -71.1491 | 161 | 17 | 1.1 | 0.9 | 297.81 | 32.48 | 0 | 0
5351 | 1 | 442.3927 | 49.38 | 0 | 282.3698 | 5 | 0.99768 | -67.5484 | 161 | 16 | 1.1 | 0.9 | 242.51 | 44.19 | 0 | 0
5360 | 2 | -23.945 | 0 | 0 | 184.6804 | 5 | 1.01 | -43.7029 | 13.8 | 13 | 1.1 | 0.9 | 33.6 | 0 | 0 | 0
5364 | 2 | 621.0863 | 0 | 0 | 157.3164 | 5 | 1 | -54.885 | 13.8 | 12 | 1.1 | 0.9 | 44.38 | 0 | 0 | 0
5373 | 1 | 360.5517 | 44.48 | 0 | 77.4532 | 5 | 0.98092 | -70.9899 | 161 | 17 | 1.1 | 0.9 | 2272.44 | 675.62 | 0 | 0
5379 | 1 | 452.0549 | 46.67 | 0 | 224.8105 | 5 | 0.99738 | -69.9312 | 161 | 17 | 1.1 | 0.9 | 213.54 | 13.9 | 0 | 0
5385 | 1 | 537.1202 | 68.28 | 0 | 288.7413 | 5 | 1.0052 | -66.9162 | 161 | 16 | 1.1 | 0.9 | 1294.11 | 20.16 | 0 | 0
5412 | 1 | 305.9598 | 40.97 | 0 | 115.5193 | 5 | 0.99329 | -69.3224 | 161 | 16 | 1.1 | 0.9 | 289.23 | 42.6 | 0 | 0
5422 | 1 | 421.8917 | 51.83 | 0 | 545.2957 | 5 | 1.02 | -70.3077 | 161 | 17 | 1.1 | 0.9 | 243.65 | 0 | 0 | 0
5440 | 1 | 437.0096 | 47.35 | 0 | 266.4568 | 5 | 0.99952 | -70.2367 | 161 | 17 | 1.1 | 0.9 | 231.42 | 21.44 | 0 | 0
5441 | 1 | 389.7027 | 41.13 | 0 | 161.6967 | 5 | 0.99391 | -66.8285 | 161 | 17 | 1.1 | 0.9 | 192.57 | 6.22 | 0 | 0
5444 | 2 | 672.4454 | 0 | 0 | 415.4231 | 5 | 1.01 | -59.9041 | 500 | 17 | 1.1 | 0.9 | 95.24 | 0 | 0 | 0
5447 | 1 | 513.7823 | 43.76 | 0 | 72.9153 | 5 | 0.98559 | -68.2603 | 161 | 17 | 1.1 | 0.9 | 192.27 | 15.77 | 0 | 0
5449 | 1 | 247.841 | 75.65 | 0 | 380.9723 | 5 | 1.0088 | -67.2701 | 161 | 17 | 1.1 | 0.9 | 190.49 | 30.46 | 0 | 0
5463 | 1 | 471.2706 | 45.43 | 0 | 122.1847 | 5 | 0.98966 | -70.8048 | 161 | 17 | 1.1 | 0.9 | 288.45 | 30.53 | 0 | 0
5465 | 1 | 81.7152 | 61.81 | 0 | 111.1297 | 5 | 1.0078 | -67.8659 | 161 | 16 | 1.1 | 0.9 | 196.17 | 19.55 | 0 | 0
5480 | 1 | 199.2271 | 50.78 | 0 | 101.0068 | 5 | 0.99264 | -65.5029 | 161 | 17 | 1.1 | 0.9 | 141.9 | 14.77 | 0 | 0
6001 | 1 | 402.0264 | 29.41 | 0 | 331.4491 | 6 | 1.02 | -57.1459 | 115 | 22 | 1.1 | 0.9 | -9.42 | 0 | 0 | 0
6002 | 1 | 214.4113 | 9.2 | 0 | 76.2418 | 6 | 1.002 | -57.1471 | 115 | 26 | 1.1 | 0.9 | 421.05 | 72.56 | 0 | 0
6005 | 1 | 87.5534 | 21.39 | 0 | 177.9779 | 6 | 1.0148 | -46.1515 | 115 | 25 | 1.1 | 0.9 | 196.34 | 16.4 | 0 | 0
6014 | 1 | 110.0469 | 1.56 | 0 | 98.0224 | 6 | 1.0108 | -51.9809 | 115 | 24 | 1.1 | 0.9 | 717.8 | 0.19 | 0 | 0
6018 | 1 | 412.4862 | 0.7 | 0 | 120.8859 | 6 | 0.98899 | -56.8942 | 115 | 23 | 1.1 | 0.9 | 634.76 | 147.18 | 0 | 0
6035 | 1 | 314.5858 | 58.47 | 0 | 100.6064 | 6 | 0.99182 | -56.2031 | 115 | 23 | 1.1 | 0.9 | 765.29 | 139.2 | 0 | 0
6037 | 1 | 524.1681 | 41.8 | 0 | 328.6051 | 6 | 1.0029 | -54.7483 | 115 | 22 | 1.1 | 0.9 | 138.73 | 18.03 | 0 | 0
6047 | 1 | 311.3929 | 42.46 | 0 | 203.2175 | 6 | 1.0061 | -56.7951 | 115 | 26 | 1.1 | 0.9 | 283.16 | 48.92 | 0 | 0
6058 | 1 | 161.8792 | 50.61 | 0 | 148.3388 | 6 | 1.0069 | -51.9476 | 115 | 22 | 1.1 | 0.9 | 746 | 119.51 | 0 | 0
6061 | 1 | 389.8658 | 41.91 | 0 | 97.0314 | 6 | 0.98581 | -58.0929 | 115 | 23 | 1.1 | 0.9 | 808.23 | 132.02 | 0 | 0
6069 | 2 | 227.6326 | 0 | 0 | 105.2979 | 6 | 1.03 | -46.5359 | 18 | 22 | 1.1 | 0.9 | 17.83 | 0 | 0 | 0
6078 | 2 | 521.8565 | 0 | 0 | 138.4997 | 6 | 1.0072 | -29.0246 | 22 | 25 | 1.1 | 0.9 | 19.29 | -11.93 | 0 | 0
6111 | 2 | 90.7037 | 0 | 0 | 160.6971 | 6 | 1.04 | -46.4075 | 13.8 | 25 | 1.1 | 0.9 | 18.77 | 0 | 0 | 0
6120 | 1 | 367.5432 | 55.33 | 0 | 94.5587 | 6 | 0.9947 | -56.4273 | 115 | 23 | 1.1 | 0.9 | 278.3 | 71.32 | 0 | 0
6147 | 2 | 525.9114 | 0 | 0 | 113.1167 | 6 | 1.03 | -44.1096 | 13.8 | 22 | 1.1 | 0.9 | 18.17 | 0 | 0 | 0
6164 | 2 | -11.8988 | 0 | 0 | 88.3769 | 6 | 1.03 | -44.8808 | 13.8 | 22 | 1.1 | 0.9 | 16.13 | 0 | 0 | 0
6199 | 1 | 913.2736 | 67.93 | 0 | 498.2079 | 6 | 1.0052 | -56.0721 | 115 | 26 | 1.1 | 0.9 | 161.79 | 19.8 | 0 | 0
6208 | 1 | 450.1773 | 39.94 | 0 | 122.5524 | 6 | 0.98462 | -58.8038 | 115 | 23 | 1.1 | 0.9 | 731.26 | 101.44 | 0 | 0
6214 | 2 | -158.1834 | 0 | 0 | 69.7604 | 6 | 1.04 | -38.3642 | 13.8 | 23 | 1.1 | 0.9 | 21.48 | 0 | 0 | 0
6223 | 1 | 834.1242 | 47.27 | 0 | 222.6489 | 6 | 0.98907 | -56.5988 | 115 | 23 | 1.1 | 0.9 | -51.64 | -16.1 | 0 | 0
6230 | 1 | 403.9335 | 54.26 | 0 | 225.1652 | 6 | 0.9994 | -55.5646 | 115 | 22 | 1.1 | 0.9 | 107.04 | 10.1 | 0 | 0
6236 | 1 | 358.5166 | 48.03 | 0 | 251.3015 | 6 | 0.99902 | -55.0237 | 115 | 26 | 1.1 | 0.9 | 69.79 | 14.89 | 0 | 0
6241 | 1 | 184.4305 | 49.79 | 0 | 111.6187 | 6 | 0.994 | -53.6859 | 115 | 22 | 1.1 | 0.9 | 281.04 | -2.99 | 0 | 0
6288 | 1 | 546.4376 | 47.19 | 0 | 156.465 | 6 | 0.98899 | -56.8126 | 115 | 26 | 1.1 | 0.9 | 144.01 | 8.64 | 0 | 0
6302 | 2 | 532.1352 | 0 | 0 | 63.4658 | 6 | 1.014 | -43.6695 | 22 | 22 | 1.1 | 0.9 | 18.65 | -3.33 | 0 | 0
6335 | 1 | 206.3789 | 46.67 | 0 | 56.4719 | 6 | 0.99304 | -55.6169 | 115 | 26 | 1.1 | 0.9 | 46.98 | 13.48 | 0 | 0
6344 | 1 | 364.7511 | 44.99 | 0 | 147.0294 | 6 | 0.99852 | -55.6068 | 115 | 23 | 1.1 | 0.9 | -271.72 | -63.94 | 0 | 0
6349 | 2 | 1789.641 | 0 | 0 | 555.4633 | 6 | 1.0272 | -49.6522 | 500 | 23 | 1.1 | 0.9 | 0.07 | -12.25 | 0 | 0
6355 | 1 | 243.8981 | 43.02 | 0 | 82.0667 | 6 | 0.99845 | -55.2517 | 115 | 23 | 1.1 | 0.9 | 109.77 | 16.91 | 0 | 0
7001 | 1 | 83.328 | 2.64 | 0 | 51.3177 | 7 | 0.99883 | -35.8973 | 115 | 6 | 1.1 | 0.9 | 128.96 | 18.58 | 0 | 0
7004 | 1 | 156.5169 | 62.88 | 0 | 72.9712 | 7 | 1.0089 | -34.1454 | 115 | 4 | 1.1 | 0.9 | 358.9 | 80.4 | 0 | 0
7010 | 1 | 168.7208 | 4.43 | 0 | 48.7434 | 7 | 0.98341 | -42.9026 | 115 | 5 | 1.1 | 0.9 | 953.38 | 175.93 | 0 | 0
7012 | 1 | 75.5009 | 0.27 | 0 | 16.8981 | 7 | 0.97807 | -38.9259 | 115 | 3 | 1.1 | 0.9 | 448.12 | 114.81 | 0 | 0
7039 | 1 | 176.4933 | 66.73 | 0 | 98.6182 | 7 | 0.99874 | -37.255 | 115 | 3 | 1.1 | 0.9 | 1232.46 | 94.67 | 0 | 0
7049 | 1 | 303.411 | 80.22 | 0 | 102.5674 | 7 | 1.0026 | -38.5892 | 115 | 3 | 1.1 | 0.9 | 1377.38 | 47.61 | 0 | 0
7051 | 1 | 537.2371 | 39.89 | 0 | 212.5272 | 7 | 0.99116 | -39.3216 | 115 | 3 | 1.1 | 0.9 | 486.11 | 35.74 | 0 | 0
7069 | 1 | 65.6252 | 14.5 | 0 | 38.9356 | 7 | 1.001 | -33.9157 | 115 | 1 | 1.1 | 0.9 | 812.09 | 124.42 | 0 | 0
7074 | 1 | 122.7382 | 19.59 | 0 | 55.4913 | 7 | 1.0084 | -33.7946 | 115 | 2 | 1.1 | 0.9 | 71.58 | -7.39 | 0 | 0
7075 | 1 | 253.8718 | 45.58 | 0 | 354.1923 | 7 | 1.0134 | -35.3282 | 115 | 4 | 1.1 | 0.9 | 379.95 | 76.46 | 0 | 0
7084 | 1 | 275.9939 | 60.84 | 0 | 87.0703 | 7 | 1.0038 | -33.7156 | 115 | 4 | 1.1 | 0.9 | 43.61 | -15.83 | 0 | 0
7091 | 1 | 321.3402 | 59.69 | 0 | 336.4792 | 7 | 1.02 | -39.739 | 115 | 3 | 1.1 | 0.9 | 674.56 | 0 | 0 | 0
7098 | 3 | -271.0709 | 0 | 0 | 30.7667 | 7 | 1 | 0 | 13.8 | 1 | 1.1 | 0.9 | 7.46 | 0 | 0 | 0
7101 | 1 | 346.8589 | 60.21 | 0 | 131.9343 | 7 | 0.9962 | -38.4429 | 115 | 3 | 1.1 | 0.9 | 1116.45 | 96.9 | 0 | 0
7124 | 1 | 449.0256 | 46.65 | 0 | 138.5918 | 7 | 0.98768 | -38.5943 | 115 | 3 | 1.1 | 0.9 | 728.01 | 86.06 | 0 | 0
7127 | 1 | -188.9157 | 63.34 | 0 | 267.4115 | 7 | 1.0045 | -34.5289 | 115 | 3 | 1.1 | 0.9 | 249.15 | 138.18 | 0 | 0
7138 | 2 | 944.4089 | 0 | 0 | 47.8906 | 7 | 1.0253 | -22.988 | 13.8 | 4 | 1.1 | 0.9 | 47.04 | -3.78 | 0 | 0
7145 | 1 | 295.2004 | 40.74 | 0 | 315.01 | 7 | 1.02 | -41.1233 | 115 | 4 | 1.1 | 0.9 | 487 | 0 | 0 | 0
7157 | 1 | 1743.3214 | 46.42 | 0 | 277.9988 | 7 | 0.99317 | -38.7563 | 115 | 5 | 1.1 | 0.9 | 309.64 | 57.92 | 0 | 0
7170 | 2 | 229.2287 | 0 | 0 | 75.9116 | 7 | 1.04 | -29.0975 | 18 | 3 | 1.1 | 0.9 | 17.38 | 0 | 0 | 0
7177 | 1 | 537.1842 | 59.96 | 0 | 112.0299 | 7 | 0.985 | -39.6556 | 115 | 5 | 1.1 | 0.9 | 343.92 | 59.62 | 0 | 0
7181 | 1 | 351.1379 | 42.21 | 0 | 64.3701 | 7 | 0.98127 | -40.5475 | 115 | 3 | 1.1 | 0.9 | 1096.68 | 157.82 | 0 | 0
7185 | 1 | -104.8099 | 47.86 | 0 | 58.6818 | 7 | 1.006 | -31.0875 | 115 | 3 | 1.1 | 0.9 | 1268.26 | 219.89 | 0 | 0
7201 | 1 | 398.4113 | 61.42 | 0 | 250.4173 | 7 | 1.0059 | -39.2021 | 115 | 5 | 1.1 | 0.9 | 2211.45 | 17.55 | 0 | 0
7208 | 2 | 704.5529 | 0 | 0 | 43.2971 | 7 | 1.04 | -20.7691 | 18 | 4 | 1.1 | 0.9 | 25.73 | 0 | 0 | 0
7221 | 1 | 709.4737 | 48.05 | 0 | 192.9102 | 7 | 0.98786 | -38.8335 | 115 | 3 | 1.1 | 0.9 | 825.31 | 32.62 | 0 | 0
7229 | 1 | 254.6539 | 80.87 | 0 | 145.59 | 7 | 1.0008 | -36.2211 | 115 | 3 | 1.1 | 0.9 | 235.6 | 50.75 | 0 | 0
7235 | 1 | 241.906 | 42.96 | 0 | 215.9437 | 7 | 1.02 | -42.3474 | 115 | 3 | 1.1 | 0.9 | 1316.48 | 0 | 0 | 0
7246 | 1 | 422.8678 | 56.53 | 0 | 44.5796 | 7 | 0.97673 | -41.3673 | 115 | 3 | 1.1 | 0.9 | 1509.8 | 99.38 | 0 | 0
7248 | 1 | 560.9664 | 62.48 | 0 | 123.0085 | 7 | 0.98233 | -40.0579 | 115 | 3 | 1.1 | 0.9 | 771.38 | 192.44 | 0 | 0
7259 | 1 | 547.0395 | 41.38 | 0 | 48.0316 | 7 | 0.99832 | -37.7653 | 115 | 4 | 1.1 | 0.9 | 594.73 | 45.06 | 0 | 0
7279 | 1 | 171.7043 | 42.08 | 0 | 84.0731 | 7 | 1.0084 | -33.1881 | 115 | 4 | 1.1 | 0.9 | 222.2 | 22.39 | 0 | 0
7317 | 1 | 502.0626 | 40.49 | 0 | 49.1844 | 7 | 0.99273 | -35.6948 | 115 | 4 | 1.1 | 0.9 | 1548 | 301.33 | 0 | 0
7330 | 1 | 583.6632 | 55.55 | 0 | 213.6052 | 7 | 0.98861 | -38.9959 | 115 | 3 | 1.1 | 0.9 | 849.84 | -32.03 | 0 | 0
7343 | 1 | 126.8268 | 52.36 | 0 | 13.5288 | 7 | 0.97878 | -38.0483 | 115 | 3 | 1.1 | 0.9 | 225.81 | 67.52 | 0 | 0
7353 | 2 | 2995.622 | 0 | 0 | 45.6084 | 7 | 1.04 | -20.3169 | 13.8 | 3 | 1.1 | 0.9 | 19.64 | 0 | 0 | 0
7375 | 2 | -131.6208 | 0 | 0 | 7.0006 | 7 | 1.04 | -22.8432 | 18 | 4 | 1.1 | 0.9 | 48.91 | 0 | 0 | 0
7387 | 1 | 420.7958 | 45.54 | 0 | 47.1129 | 7 | 0.97987 | -39.6792 | 115 | 4 | 1.1 | 0.9 | 169.46 | 46.3 | 0 | 0
7400 | 2 | 1582.7646 | 0 | 0 | 343.2157 | 7 | 1.0259 | -26.0968 | 500 | 4 | 1.1 | 0.9 | 33.43 | -7.73 | 0 | 0
7404 | 1 | 552.7076 | 50.36 | 0 | 90.6744 | 7 | 0.9813 | -40.8525 | 115 | 5 | 1.1 | 0.9 | 648.3 | 67.62 | 0 | 0
7406 | 2 | 3292.5725 | 0 | 0 | 629.1707 | 7 | 1.0201 | -29.008 | 500 | 6 | 1.1 | 0.9 | 75.44 | 3.45 | 0 | 0
7410 | 1 | 141.8375 | 61.11 | 0 | 44.9286 | 7 | 0.98814 | -38.1912 | 115 | 3 | 1.1 | 0.9 | 1785.43 | 176.67 | 0 | 0
7422 | 2 | -244.8733 | 0 | 0 | 280.2329 | 7 | 1.04 | -27.5506 | 500 | 2 | 1.1 | 0.9 | -49.71 | 0 | 0 | 0
7427 | 1 | 414.6731 | 44.33 | 0 | 117.7681 | 7 | 0.98162 | -40.7536 | 115 | 3 | 1.1 | 0.9 | 1164.98 | 97.59 | 0 | 0
7428 | 2 | -486.2301 | 0 | 0 | 223.8807 | 7 | 1.04 | -27.6143 | 500 | 2 | 1.1 | 0.9 | 12.44 | 0 | 0 | 0
8001 | 1 | 95.8696 | 3.07 | 0 | 76.3281 | 8 | 1.0154 | -57.862 | 115 | 7 | 1.1 | 0.9 | 101.5 | 12.04 | 0 | 0
8002 | 1 | 305.6276 | 3.35 | 0 | 165.0921 | 8 | 1.0071 | -71.0264 | 115 | 8 | 1.1 | 0.9 | 629.18 | -42.91 | 0 | 0
8033 | 2 | -8.2221 | 0 | 0 | 111.4163 | 8 | 1.0257 | -36.8531 | 13.8 | 7 | 1.1 | 0.9 | 63.84 | 2.35 | 0 | 0
8060 | 2 | 10.2612 | 0 | 0 | 198.2312 | 8 | 1.0237 | -58.1412 | 13.8 | 7 | 1.1 | 0.9 | 30.66 | -2.29 | 0 | 0
8070 | 2 | 1137.6986 | 0 | 0 | 174.1449 | 8 | 1.0119 | -52.2329 | 13.8 | 7 | 1.1 | 0.9 | 33.58 | -0.29 | 0 | 0
8077 | 2 | 438.1474 | 0 | 0 | 157.8935 | 8 | 1.03 | -48.9164 | 13.8 | 8 | 1.1 | 0.9 | 68.05 | 0 | 0 | 0
8087 | 2 | 628.1709 | 0 | 0 | 170.8047 | 8 | 1.0316 | -46.7842 | 18 | 7 | 1.1 | 0.9 | 31.43 | 0.15 | 0 | 0
8095 | 1 | 154.2031 | 41.6 | 0 | 50.8824 | 8 | 0.98963 | -46.0984 | 115 | 7 | 1.1 | 0.9 | 85.77 | 8.83 | 0 | 0
8116 | 2 | 408.938 | 0 | 0 | 224.8707 | 8 | 1.03 | -59.0376 | 13.8 | 8 | 1.1 | 0.9 | 22.73 | -2.62 | 0 | 0
8129 | 2 | 1747.7584 | 0 | 0 | 296.4128 | 8 | 1.03 | -51.7569 | 18 | 8 | 1.1 | 0.9 | 121.37 | 0 | 0 | 0
8140 | 1 | 289.9237 | 47.75 | 0 | 141.3074 | 8 | 0.99062 | -46.5751 | 115 | 7 | 1.1 | 0.9 | 89.65 | 7.78 | 0 | 0

## Gen
Bus | Pg | Qg | Qmax | Qmin | Vg | mBase | status | Pmax | Pmin | Pc1 | Pc2 | Qc1min | Qc1max | Qc2min | Qc2max | ramp_agc | ramp_10 | ramp_30 | ramp_q | apf | mu_Pmax | mu_Pmin | mu_Qmax | mu_Qmin
3048 | 158.25 | -30.38 | 44.94 | -30.38 | 1.01 | 253.2 | 1 | 158.25 | 158.25 | 0 | 0 | 0 | 0 | 0 | 0 | 0 | 0 | 0 | 0 | 211 | 0 | 0 | 0 | 0
1063 | 25.73 | -4.35 | 7.31 | -4.94 | 1 | 41.16 | 1 | 25.73 | 25.73 | 0 | 0 | 0 | 0 | 0 | 0 | 0 | 0 | 0 | 0 | 34.3 | 0 | 0 | 0 | 0
1081 | 61.87 | -11.88 | 17.57 | -11.88 | 1 | 99 | 1 | 61.87 | 61.87 | 0 | 0 | 0 | 0 | 0 | 0 | 0 | 0 | 0 | 0 | 82.5 | 0 | 0 | 0 | 0
1081 | 9.97 | 0 | 0 | 0 | 1 | 12 | 1 | 10 | 3 | 0 | 0 | 0 | 0 | 0 | 0 | 0 | 0 | 0 | 0 | 10 | 0 | 0 | 0 | 0
1001 | 149.63 | -23.15 | 42.49 | -28.73 | 1 | 239.4 | 1 | 149.63 | 149.63 | 0 | 0 | 0 | 0 | 0 | 0 | 0 | 0 | 0 | 0 | 199.5 | 0 | 0 | 0 | 0
3048 | 135 | 2.26 | 38.34 | -25.92 | 1.01 | 216 | 1 | 135 | 135 | 0 | 0 | 0 | 0 | 0 | 0 | 0 | 0 | 0 | 0 | 180 | 0 | 0 | 0 | 0
1001 | 93.15 | -3.42 | 26.45 | -17.88 | 1 | 149.04 | 1 | 93.15 | 93.15 | 0 | 0 | 0 | 0 | 0 | 0 | 0 | 0 | 0 | 0 | 124.2 | 0 | 0 | 0 | 0
1081 | 208.5 | -40.03 | 59.21 | -40.03 | 1 | 333.6 | 1 | 208.5 | 208.5 | 0 | 0 | 0 | 0 | 0 | 0 | 0 | 0 | 0 | 0 | 278 | 0 | 0 | 0 | 0
1063 | 67.5 | -6.87 | 19.17 | -12.96 | 1 | 108 | 1 | 67.5 | 67.5 | 0 | 0 | 0 | 0 | 0 | 0 | 0 | 0 | 0 | 0 | 90 | 0 | 0 | 0 | 0
1081 | 110.63 | -16.65 | 31.42 | -21.24 | 1 | 177 | 1 | 110.63 | 110.63 | 0 | 0 | 0 | 0 | 0 | 0 | 0 | 0 | 0 | 0 | 147.5 | 0 | 0 | 0 | 0
1063 | 0 | 0 | 25.96 | -17.55 | 1 | 146.28 | 0 | 121.9 | 36.57 | 0 | 0 | 0 | 0 | 0 | 0 | 0 | 0 | 0 | 0 | 121.9 | 0 | 0 | 0 | 0
1063 | 44.1 | -1.16 | 12.52 | -8.47 | 1 | 70.56 | 1 | 44.1 | 44.1 | 0 | 0 | 0 | 0 | 0 | 0 | 0 | 0 | 0 | 0 | 58.8 | 0 | 0 | 0 | 0
1048 | 0 | 0 | 165.53 | -36.1 | 1 | 390.24 | 0 | 325.2 | 97.56 | 0 | 0 | 0 | 0 | 0 | 0 | 0 | 0 | 0 | 0 | 325.2 | 0 | 0 | 0 | 0
1048 | 0 | 0 | 165.53 | -36.1 | 1 | 390.24 | 0 | 325.2 | 97.56 | 0 | 0 | 0 | 0 | 0 | 0 | 0 | 0 | 0 | 0 | 325.2 | 0 | 0 | 0 | 0
1048 | 89.15 | -4.14 | 45.5 | -9.92 | 1 | 107.28 | 1 | 89.4 | 26.82 | 0 | 0 | 0 | 0 | 0 | 0 | 0 | 0 | 0 | 0 | 89.4 | 0 | 0 | 0 | 0
1048 | 89.15 | -2.88 | 45.5 | -9.92 | 1 | 107.28 | 1 | 89.4 | 26.82 | 0 | 0 | 0 | 0 | 0 | 0 | 0 | 0 | 0 | 0 | 89.4 | 0 | 0 | 0 | 0
1048 | 89.15 | -7.04 | 45.5 | -9.92 | 1 | 107.28 | 1 | 89.4 | 26.82 | 0 | 0 | 0 | 0 | 0 | 0 | 0 | 0 | 0 | 0 | 89.4 | 0 | 0 | 0 | 0
1081 | 0 | 0 | 91.01 | -19.85 | 1 | 214.56 | 0 | 178.8 | 53.64 | 0 | 0 | 0 | 0 | 0 | 0 | 0 | 0 | 0 | 0 | 178.8 | 0 | 0 | 0 | 0
1001 | 0 | 0 | 25.56 | -17.28 | 1 | 144 | 0 | 120 | 36 | 0 | 0 | 0 | 0 | 0 | 0 | 0 | 0 | 0 | 0 | 120 | 0 | 0 | 0 | 0
1081 | 0 | 0 | 2.85 | -0.62 | 1.04 | 6.72 | 0 | 5.6 | 1.68 | 0 | 0 | 0 | 0 | 0 | 0 | 0 | 0 | 0 | 0 | 5.6 | 0 | 0 | 0 | 0
1081 | 0 | 0 | 1.02 | -0.22 | 1.04 | 2.4 | 0 | 2 | 0.6 | 0 | 0 | 0 | 0 | 0 | 0 | 0 | 0 | 0 | 0 | 2 | 0 | 0 | 0 | 0
1063 | 0 | 0 | 0 | 0 | 1.01 | 1.8 | 0 | 1.5 | 0.45 | 0 | 0 | 0 | 0 | 0 | 0 | 0 | 0 | 0 | 0 | 1.5 | 0 | 0 | 0 | 0
1063 | 0 | 0 | 0 | 0 | 1.01 | 276 | 0 | 230 | 69 | 0 | 0 | 0 | 0 | 0 | 0 | 0 | 0 | 0 | 0 | 230 | 0 | 0 | 0 | 0
1063 | 106.88 | -0.83 | 30.35 | -20.52 | 1 | 171 | 1 | 106.88 | 106.88 | 0 | 0 | 0 | 0 | 0 | 0 | 0 | 0 | 0 | 0 | 142.5 | 0 | 0 | 0 | 0
1081 | 120.38 | 25.49 | 34.19 | -23.11 | 1.04 | 192.6 | 1 | 120.38 | 120.38 | 0 | 0 | 0 | 0 | 0 | 0 | 0 | 0 | 0 | 0 | 160.5 | 0 | 0 | 0 | 0
1001 | 191.59 | 30.82 | 97.8 | -21.33 | 1.01 | 230.56 | 1 | 192.13 | 57.64 | 0 | 0 | 0 | 0 | 0 | 0 | 0 | 0 | 0 | 0 | 192.13 | 0 | 0 | 0 | 0
1001 | 191.59 | 35.97 | 97.8 | -21.33 | 1.01 | 230.56 | 1 | 192.13 | 57.64 | 0 | 0 | 0 | 0 | 0 | 0 | 0 | 0 | 0 | 0 | 192.13 | 0 | 0 | 0 | 0
1001 | 191.59 | 32.68 | 97.8 | -21.33 | 1.01 | 230.56 | 1 | 192.13 | 57.64 | 0 | 0 | 0 | 0 | 0 | 0 | 0 | 0 | 0 | 0 | 192.13 | 0 | 0 | 0 | 0
1001 | 191.59 | 34.38 | 97.8 | -21.33 | 1.01 | 230.56 | 1 | 192.13 | 57.64 | 0 | 0 | 0 | 0 | 0 | 0 | 0 | 0 | 0 | 0 | 192.13 | 0 | 0 | 0 | 0
1001 | 0 | 0 | 97.8 | -21.33 | 1.01 | 230.56 | 0 | 192.13 | 57.64 | 0 | 0 | 0 | 0 | 0 | 0 | 0 | 0 | 0 | 0 | 192.13 | 0 | 0 | 0 | 0
1001 | 0 | 0 | 97.8 | -21.33 | 1.01 | 230.56 | 0 | 192.13 | 57.64 | 0 | 0 | 0 | 0 | 0 | 0 | 0 | 0 | 0 | 0 | 192.13 | 0 | 0 | 0 | 0
1001 | 95.23 | 18.16 | 48.61 | -10.6 | 1.01 | 114.6 | 1 | 95.5 | 28.65 | 0 | 0 | 0 | 0 | 0 | 0 | 0 | 0 | 0 | 0 | 95.5 | 0 | 0 | 0 | 0
3048 | 95.23 | -10.6 | 48.61 | -10.6 | 1.01 | 114.6 | 1 | 95.5 | 28.65 | 0 | 0 | 0 | 0 | 0 | 0 | 0 | 0 | 0 | 0 | 95.5 | 0 | 0 | 0 | 0
1001 | 95.23 | 14.9 | 48.61 | -10.6 | 1.01 | 114.6 | 1 | 95.5 | 28.65 | 0 | 0 | 0 | 0 | 0 | 0 | 0 | 0 | 0 | 0 | 95.5 | 0 | 0 | 0 | 0
1081 | 0 | 0 | 145.83 | -31.8 | 1.01 | 343.8 | 0 | 286.5 | 85.95 | 0 | 0 | 0 | 0 | 0 | 0 | 0 | 0 | 0 | 0 | 286.5 | 0 | 0 | 0 | 0
1081 | 112.5 | -21.6 | 31.95 | -21.6 | 1 | 180 | 1 | 112.5 | 112.5 | 0 | 0 | 0 | 0 | 0 | 0 | 0 | 0 | 0 | 0 | 150 | 0 | 0 | 0 | 0
1001 | 86.62 | 24.6 | 24.6 | -16.63 | 1.04 | 138.6 | 1 | 86.62 | 86.62 | 0 | 0 | 0 | 0 | 0 | 0 | 0 | 0 | 0 | 0 | 115.5 | 0 | 0 | 0 | 0
1081 | 56.25 | -0.29 | 15.97 | -10.8 | 1 | 90 | 1 | 56.25 | 56.25 | 0 | 0 | 0 | 0 | 0 | 0 | 0 | 0 | 0 | 0 | 75 | 0 | 0 | 0 | 0
1001 | 114.37 | 31.03 | 32.48 | -21.96 | 1.02 | 183 | 1 | 114.37 | 114.37 | 0 | 0 | 0 | 0 | 0 | 0 | 0 | 0 | 0 | 0 | 152.5 | 0 | 0 | 0 | 0
1001 | 27 | 7.67 | 7.67 | -5.18 | 1.02 | 43.2 | 1 | 27 | 27 | 0 | 0 | 0 | 0 | 0 | 0 | 0 | 0 | 0 | 0 | 36 | 0 | 0 | 0 | 0
2004 | 0 | 0 | 199.43 | -43.49 | 1.02 | 470.16 | 0 | 391.8 | 117.54 | 0 | 0 | 0 | 0 | 0 | 0 | 0 | 0 | 0 | 0 | 391.8 | 0 | 0 | 0 | 0
2004 | 0 | 0 | 199.43 | -43.49 | 1.02 | 470.16 | 0 | 391.8 | 117.54 | 0 | 0 | 0 | 0 | 0 | 0 | 0 | 0 | 0 | 0 | 391.8 | 0 | 0 | 0 | 0
2004 | 0 | 0 | 199.43 | -43.49 | 1.02 | 470.16 | 0 | 391.8 | 117.54 | 0 | 0 | 0 | 0 | 0 | 0 | 0 | 0 | 0 | 0 | 391.8 | 0 | 0 | 0 | 0
2019 | 150.45 | -28.89 | 42.73 | -28.89 | 1 | 240.72 | 1 | 150.45 | 150.45 | 0 | 0 | 0 | 0 | 0 | 0 | 0 | 0 | 0 | 0 | 200.6 | 0 | 0 | 0 | 0
2019 | 0 | 0 | 46.43 | -31.39 | 1.04 | 261.6 | 0 | 218 | 65.4 | 0 | 0 | 0 | 0 | 0 | 0 | 0 | 0 | 0 | 0 | 218 | 0 | 0 | 0 | 0
8129 | 83.1 | 18.16 | 42.42 | -9.25 | 1.02 | 100 | 1 | 83.33 | 25 | 0 | 0 | 0 | 0 | 0 | 0 | 0 | 0 | 0 | 0 | 83.33 | 0 | 0 | 0 | 0
8129 | 166.2 | 26.53 | 84.83 | -18.5 | 1.02 | 200 | 1 | 166.67 | 50 | 0 | 0 | 0 | 0 | 0 | 0 | 0 | 0 | 0 | 0 | 166.67 | 0 | 0 | 0 | 0
2019 | 59.7 | -11.46 | 16.95 | -11.46 | 1.01 | 95.52 | 1 | 59.7 | 59.7 | 0 | 0 | 0 | 0 | 0 | 0 | 0 | 0 | 0 | 0 | 79.6 | 0 | 0 | 0 | 0
2057 | 0 | 0 | 2.8 | -0.73 | 0.99 | 7.2 | 0 | 6 | 1.8 | 0 | 0 | 0 | 0 | 0 | 0 | 0 | 0 | 0 | 0 | 6 | 0 | 0 | 0 | 0
2057 | 573.57 | -47.07 | 335.52 | -87.84 | 0.99 | 864 | 1 | 720 | 216 | 0 | 0 | 0 | 0 | 0 | 0 | 0 | 0 | 0 | 0 | 720 | 0 | 0 | 0 | 0
2019 | 60 | -11.52 | 17.04 | -11.52 | 1 | 96 | 1 | 60 | 60 | 0 | 0 | 0 | 0 | 0 | 0 | 0 | 0 | 0 | 0 | 80 | 0 | 0 | 0 | 0
2057 | 101.55 | -4.84 | 28.84 | -19.5 | 1.02 | 162.48 | 1 | 101.55 | 101.55 | 0 | 0 | 0 | 0 | 0 | 0 | 0 | 0 | 0 | 0 | 135.4 | 0 | 0 | 0 | 0
2057 | 112.5 | -0.82 | 31.95 | -21.6 | 1 | 180 | 1 | 112.5 | 112.5 | 0 | 0 | 0 | 0 | 0 | 0 | 0 | 0 | 0 | 0 | 150 | 0 | 0 | 0 | 0
3048 | 22.5 | 6.39 | 6.39 | -4.32 | 1.04 | 36 | 1 | 22.5 | 22.5 | 0 | 0 | 0 | 0 | 0 | 0 | 0 | 0 | 0 | 0 | 30 | 0 | 0 | 0 | 0
5007 | 84.38 | 3.09 | 23.96 | -16.2 | 1.02 | 135 | 1 | 84.38 | 84.38 | 0 | 0 | 0 | 0 | 0 | 0 | 0 | 0 | 0 | 0 | 112.5 | 0 | 0 | 0 | 0
2057 | 19.94 | 10.18 | 10.18 | -2.22 | 1.02 | 24 | 1 | 20 | 6 | 0 | 0 | 0 | 0 | 0 | 0 | 0 | 0 | 0 | 0 | 20 | 0 | 0 | 0 | 0
2057 | 0 | 0 | 10.18 | -2.22 | 1.02 | 24 | 0 | 20 | 6 | 0 | 0 | 0 | 0 | 0 | 0 | 0 | 0 | 0 | 0 | 20 | 0 | 0 | 0 | 0
2057 | 0 | 0 | 20.36 | -4.44 | 1.02 | 48 | 0 | 40 | 12 | 0 | 0 | 0 | 0 | 0 | 0 | 0 | 0 | 0 | 0 | 40 | 0 | 0 | 0 | 0
2057 | 50.7 | 0.48 | 14.4 | -9.73 | 1 | 81.12 | 1 | 50.7 | 50.7 | 0 | 0 | 0 | 0 | 0 | 0 | 0 | 0 | 0 | 0 | 67.6 | 0 | 0 | 0 | 0
2019 | 0 | 0 | 2.13 | -1.44 | 1 | 12 | 0 | 10 | 3 | 0 | 0 | 0 | 0 | 0 | 0 | 0 | 0 | 0 | 0 | 10 | 0 | 0 | 0 | 0
2019 | 0 | 0 | 16.93 | -11.45 | 1 | 95.4 | 0 | 79.5 | 23.85 | 0 | 0 | 0 | 0 | 0 | 0 | 0 | 0 | 0 | 0 | 79.5 | 0 | 0 | 0 | 0
2019 | 7.5 | -0.05 | 2.13 | -1.44 | 1.02 | 12 | 1 | 7.5 | 7.5 | 0 | 0 | 0 | 0 | 0 | 0 | 0 | 0 | 0 | 0 | 10 | 0 | 0 | 0 | 0
2019 | 112.5 | 0.58 | 31.95 | -21.6 | 1.02 | 180 | 1 | 112.5 | 112.5 | 0 | 0 | 0 | 0 | 0 | 0 | 0 | 0 | 0 | 0 | 150 | 0 | 0 | 0 | 0
2103 | 0 | 0 | 136.28 | -29.72 | 1 | 321.28 | 0 | 267.73 | 80.32 | 0 | 0 | 0 | 0 | 0 | 0 | 0 | 0 | 0 | 0 | 267.73 | 0 | 0 | 0 | 0
2103 | 0 | 0 | 136.28 | -29.72 | 1 | 321.28 | 0 | 267.73 | 80.32 | 0 | 0 | 0 | 0 | 0 | 0 | 0 | 0 | 0 | 0 | 267.73 | 0 | 0 | 0 | 0
2103 | 0 | 0 | 136.28 | -29.72 | 1 | 321.28 | 0 | 267.73 | 80.32 | 0 | 0 | 0 | 0 | 0 | 0 | 0 | 0 | 0 | 0 | 267.73 | 0 | 0 | 0 | 0
2115 | 184.2 | -20.5 | 94.02 | -20.5 | 1 | 221.66 | 1 | 184.72 | 55.41 | 0 | 0 | 0 | 0 | 0 | 0 | 0 | 0 | 0 | 0 | 184.72 | 0 | 0 | 0 | 0
8129 | 184.2 | -20.5 | 94.02 | -20.5 | 1 | 221.66 | 1 | 184.72 | 55.41 | 0 | 0 | 0 | 0 | 0 | 0 | 0 | 0 | 0 | 0 | 184.72 | 0 | 0 | 0 | 0
8129 | 184.2 | -20.5 | 94.02 | -20.5 | 1 | 221.66 | 1 | 184.72 | 55.41 | 0 | 0 | 0 | 0 | 0 | 0 | 0 | 0 | 0 | 0 | 184.72 | 0 | 0 | 0 | 0
8129 | 184.2 | -20.5 | 94.02 | -20.5 | 1 | 221.66 | 1 | 184.72 | 55.41 | 0 | 0 | 0 | 0 | 0 | 0 | 0 | 0 | 0 | 0 | 184.72 | 0 | 0 | 0 | 0
8129 | 184.2 | -20.5 | 94.02 | -20.5 | 1 | 221.66 | 1 | 184.72 | 55.41 | 0 | 0 | 0 | 0 | 0 | 0 | 0 | 0 | 0 | 0 | 184.72 | 0 | 0 | 0 | 0
8129 | 184.2 | -2.92 | 94.02 | -20.5 | 1.01 | 221.66 | 1 | 184.72 | 55.41 | 0 | 0 | 0 | 0 | 0 | 0 | 0 | 0 | 0 | 0 | 184.72 | 0 | 0 | 0 | 0
2019 | 136.28 | -26.16 | 38.7 | -26.16 | 1 | 218.04 | 1 | 136.28 | 136.28 | 0 | 0 | 0 | 0 | 0 | 0 | 0 | 0 | 0 | 0 | 181.7 | 0 | 0 | 0 | 0
2019 | 216.45 | -0.02 | 61.47 | -41.56 | 1.04 | 346.32 | 1 | 216.45 | 216.45 | 0 | 0 | 0 | 0 | 0 | 0 | 0 | 0 | 0 | 0 | 288.6 | 0 | 0 | 0 | 0
3006 | 28.13 | -5.4 | 7.99 | -5.4 | 1 | 45 | 1 | 28.13 | 28.13 | 0 | 0 | 0 | 0 | 0 | 0 | 0 | 0 | 0 | 0 | 37.5 | 0 | 0 | 0 | 0
3006 | 127.13 | 3.68 | 36.1 | -24.41 | 1.01 | 203.4 | 1 | 127.13 | 127.13 | 0 | 0 | 0 | 0 | 0 | 0 | 0 | 0 | 0 | 0 | 169.5 | 0 | 0 | 0 | 0
3051 | 112.5 | 12.59 | 31.95 | -21.6 | 1.03 | 180 | 1 | 112.5 | 112.5 | 0 | 0 | 0 | 0 | 0 | 0 | 0 | 0 | 0 | 0 | 150 | 0 | 0 | 0 | 0
3048 | 150 | 42.6 | 42.6 | -28.8 | 1.04 | 240 | 1 | 150 | 150 | 0 | 0 | 0 | 0 | 0 | 0 | 0 | 0 | 0 | 0 | 200 | 0 | 0 | 0 | 0
3048 | 97.87 | 18.15 | 27.8 | -18.79 | 1.03 | 156.6 | 1 | 97.87 | 97.87 | 0 | 0 | 0 | 0 | 0 | 0 | 0 | 0 | 0 | 0 | 130.5 | 0 | 0 | 0 | 0
3048 | 156.75 | 44.52 | 44.52 | -30.1 | 1.04 | 250.8 | 1 | 156.75 | 156.75 | 0 | 0 | 0 | 0 | 0 | 0 | 0 | 0 | 0 | 0 | 209 | 0 | 0 | 0 | 0
3048 | 0 | 0 | 0.66 | -0.14 | 1.04 | 1.56 | 0 | 1.3 | 0.39 | 0 | 0 | 0 | 0 | 0 | 0 | 0 | 0 | 0 | 0 | 1.3 | 0 | 0 | 0 | 0
3048 | 0 | 0 | 45.5 | -9.92 | 1.04 | 107.28 | 0 | 89.4 | 26.82 | 0 | 0 | 0 | 0 | 0 | 0 | 0 | 0 | 0 | 0 | 89.4 | 0 | 0 | 0 | 0
3048 | 0 | 0 | 227.52 | -49.62 | 1.04 | 536.4 | 0 | 447 | 134.1 | 0 | 0 | 0 | 0 | 0 | 0 | 0 | 0 | 0 | 0 | 447 | 0 | 0 | 0 | 0
3048 | 180.75 | 51.33 | 51.33 | -34.7 | 1.04 | 289.2 | 1 | 180.75 | 180.75 | 0 | 0 | 0 | 0 | 0 | 0 | 0 | 0 | 0 | 0 | 241 | 0 | 0 | 0 | 0
3055 | 183.88 | 50.05 | 52.22 | -35.3 | 1.04 | 294.2 | 1 | 183.88 | 183.88 | 0 | 0 | 0 | 0 | 0 | 0 | 0 | 0 | 0 | 0 | 245.17 | 0 | 0 | 0 | 0
3055 | 183.88 | 31.71 | 52.22 | -35.3 | 1.04 | 294.2 | 1 | 183.88 | 183.88 | 0 | 0 | 0 | 0 | 0 | 0 | 0 | 0 | 0 | 0 | 245.17 | 0 | 0 | 0 | 0
3055 | 183.88 | 30.31 | 52.22 | -35.3 | 1.04 | 294.2 | 1 | 183.88 | 183.88 | 0 | 0 | 0 | 0 | 0 | 0 | 0 | 0 | 0 | 0 | 245.17 | 0 | 0 | 0 | 0
3060 | 124.22 | 16.04 | 35.28 | -23.85 | 1.04 | 198.75 | 1 | 124.22 | 124.22 | 0 | 0 | 0 | 0 | 0 | 0 | 0 | 0 | 0 | 0 | 165.63 | 0 | 0 | 0 | 0
3048 | 124.22 | 17.93 | 35.28 | -23.85 | 1.04 | 198.75 | 1 | 124.22 | 124.22 | 0 | 0 | 0 | 0 | 0 | 0 | 0 | 0 | 0 | 0 | 165.63 | 0 | 0 | 0 | 0
3048 | 124.22 | 27.34 | 35.28 | -23.85 | 1.04 | 198.75 | 1 | 124.22 | 124.22 | 0 | 0 | 0 | 0 | 0 | 0 | 0 | 0 | 0 | 0 | 165.63 | 0 | 0 | 0 | 0
3048 | 124.22 | 20.41 | 35.28 | -23.85 | 1.04 | 198.75 | 1 | 124.22 | 124.22 | 0 | 0 | 0 | 0 | 0 | 0 | 0 | 0 | 0 | 0 | 165.63 | 0 | 0 | 0 | 0
3006 | 60.37 | -8.38 | 17.15 | -11.59 | 1 | 96.6 | 1 | 60.37 | 60.37 | 0 | 0 | 0 | 0 | 0 | 0 | 0 | 0 | 0 | 0 | 80.5 | 0 | 0 | 0 | 0
3006 | 112.5 | 30.84 | 31.95 | -21.6 | 1.04 | 180 | 1 | 112.5 | 112.5 | 0 | 0 | 0 | 0 | 0 | 0 | 0 | 0 | 0 | 0 | 150 | 0 | 0 | 0 | 0
3006 | 127.65 | -24.51 | 36.25 | -24.51 | 1 | 204.24 | 1 | 127.65 | 127.65 | 0 | 0 | 0 | 0 | 0 | 0 | 0 | 0 | 0 | 0 | 170.2 | 0 | 0 | 0 | 0
4002 | 74.85 | -1.88 | 21.26 | -14.37 | 1 | 119.76 | 1 | 74.85 | 74.85 | 0 | 0 | 0 | 0 | 0 | 0 | 0 | 0 | 0 | 0 | 99.8 | 0 | 0 | 0 | 0
3048 | 186.75 | 40.91 | 53.04 | -35.86 | 1.04 | 298.8 | 1 | 186.75 | 186.75 | 0 | 0 | 0 | 0 | 0 | 0 | 0 | 0 | 0 | 0 | 249 | 0 | 0 | 0 | 0
3048 | 174.37 | -5.29 | 49.52 | -33.48 | 1 | 279 | 1 | 174.37 | 174.37 | 0 | 0 | 0 | 0 | 0 | 0 | 0 | 0 | 0 | 0 | 232.5 | 0 | 0 | 0 | 0
3006 | 56.25 | -0.11 | 15.97 | -10.8 | 1 | 90 | 1 | 56.25 | 56.25 | 0 | 0 | 0 | 0 | 0 | 0 | 0 | 0 | 0 | 0 | 75 | 0 | 0 | 0 | 0
3006 | 0 | 0 | 15.97 | -10.8 | 1 | 90 | 0 | 75 | 22.5 | 0 | 0 | 0 | 0 | 0 | 0 | 0 | 0 | 0 | 0 | 75 | 0 | 0 | 0 | 0
3048 | 150 | 30.83 | 42.6 | -28.8 | 1.04 | 240 | 1 | 150 | 150 | 0 | 0 | 0 | 0 | 0 | 0 | 0 | 0 | 0 | 0 | 200 | 0 | 0 | 0 | 0
3006 | 90.45 | 21.16 | 25.69 | -17.37 | 1.04 | 144.72 | 1 | 90.45 | 90.45 | 0 | 0 | 0 | 0 | 0 | 0 | 0 | 0 | 0 | 0 | 120.6 | 0 | 0 | 0 | 0
3048 | 120 | 21.82 | 34.08 | -23.04 | 1.04 | 192 | 1 | 120 | 120 | 0 | 0 | 0 | 0 | 0 | 0 | 0 | 0 | 0 | 0 | 160 | 0 | 0 | 0 | 0
6349 | 44.5 | -0.74 | 17.07 | -0.74 | 1 | 18 | 1 | 44.5 | 44.5 | 0 | 0 | 0 | 0 | 0 | 0 | 0 | 0 | 0 | 0 | 15 | 0 | 0 | 0 | 0
6349 | 53.02 | -2.57 | 62.48 | -2.69 | 1 | 65.88 | 1 | 53.02 | 53.02 | 0 | 0 | 0 | 0 | 0 | 0 | 0 | 0 | 0 | 0 | 54.9 | 0 | 0 | 0 | 0
3048 | 63 | 13.69 | 17.89 | -12.1 | 1.04 | 100.8 | 1 | 63 | 63 | 0 | 0 | 0 | 0 | 0 | 0 | 0 | 0 | 0 | 0 | 84 | 0 | 0 | 0 | 0
1001 | 56.1 | -1.51 | 15.93 | -10.77 | 1 | 89.76 | 1 | 56.1 | 56.1 | 0 | 0 | 0 | 0 | 0 | 0 | 0 | 0 | 0 | 0 | 74.8 | 0 | 0 | 0 | 0
1001 | 56.1 | -0.82 | 15.93 | -10.77 | 1 | 89.76 | 1 | 56.1 | 56.1 | 0 | 0 | 0 | 0 | 0 | 0 | 0 | 0 | 0 | 0 | 74.8 | 0 | 0 | 0 | 0
3048 | 47.25 | -3.77 | 13.42 | -9.07 | 1 | 75.6 | 1 | 47.25 | 47.25 | 0 | 0 | 0 | 0 | 0 | 0 | 0 | 0 | 0 | 0 | 63 | 0 | 0 | 0 | 0
3048 | 90 | -6.63 | 25.56 | -17.28 | 1 | 144 | 1 | 90 | 90 | 0 | 0 | 0 | 0 | 0 | 0 | 0 | 0 | 0 | 0 | 120 | 0 | 0 | 0 | 0
4002 | 29.7 | 0 | 0 | 0 | 1 | 47.52 | 1 | 29.7 | 29.7 | 0 | 0 | 0 | 0 | 0 | 0 | 0 | 0 | 0 | 0 | 39.6 | 0 | 0 | 0 | 0
3048 | 147.75 | -8.91 | 41.96 | -28.37 | 1 | 236.4 | 1 | 147.75 | 147.75 | 0 | 0 | 0 | 0 | 0 | 0 | 0 | 0 | 0 | 0 | 197 | 0 | 0 | 0 | 0
3006 | 101.25 | -19.44 | 28.76 | -19.44 | 1 | 162 | 1 | 101.25 | 101.25 | 0 | 0 | 0 | 0 | 0 | 0 | 0 | 0 | 0 | 0 | 135 | 0 | 0 | 0 | 0
3048 | 94.88 | -18.22 | 26.94 | -18.22 | 1 | 151.8 | 1 | 94.88 | 94.88 | 0 | 0 | 0 | 0 | 0 | 0 | 0 | 0 | 0 | 0 | 126.5 | 0 | 0 | 0 | 0
3006 | 85.5 | 24.28 | 24.28 | -16.42 | 1.02 | 136.8 | 1 | 85.5 | 85.5 | 0 | 0 | 0 | 0 | 0 | 0 | 0 | 0 | 0 | 0 | 114 | 0 | 0 | 0 | 0
3048 | 0 | 0 | 26.11 | -5.69 | 1.04 | 61.56 | 0 | 51.3 | 15.39 | 0 | 0 | 0 | 0 | 0 | 0 | 0 | 0 | 0 | 0 | 51.3 | 0 | 0 | 0 | 0
3048 | 0 | 0 | 26.11 | -5.69 | 1.04 | 61.56 | 0 | 51.3 | 15.39 | 0 | 0 | 0 | 0 | 0 | 0 | 0 | 0 | 0 | 0 | 51.3 | 0 | 0 | 0 | 0
3048 | 0 | 0 | 26.11 | -5.69 | 1.04 | 61.56 | 0 | 51.3 | 15.39 | 0 | 0 | 0 | 0 | 0 | 0 | 0 | 0 | 0 | 0 | 51.3 | 0 | 0 | 0 | 0
3006 | 75.9 | 21.56 | 21.56 | -14.57 | 1.03 | 121.44 | 1 | 75.9 | 75.9 | 0 | 0 | 0 | 0 | 0 | 0 | 0 | 0 | 0 | 0 | 101.2 | 0 | 0 | 0 | 0
3006 | 68.62 | -13.18 | 19.49 | -13.18 | 1 | 109.8 | 1 | 68.62 | 68.62 | 0 | 0 | 0 | 0 | 0 | 0 | 0 | 0 | 0 | 0 | 91.5 | 0 | 0 | 0 | 0
4040 | 151.2 | 20.85 | 42.94 | -29.03 | 1.03 | 241.92 | 1 | 151.2 | 151.2 | 0 | 0 | 0 | 0 | 0 | 0 | 0 | 0 | 0 | 0 | 201.6 | 0 | 0 | 0 | 0
7406 | 408.86 | 57.46 | 191.06 | -50.02 | 1.03 | 492 | 1 | 410 | 123 | 0 | 0 | 0 | 0 | 0 | 0 | 0 | 0 | 0 | 0 | 410 | 0 | 0 | 0 | 0
7406 | 460.56 | -23.08 | 290.04 | -75.93 | 1.01 | 746.88 | 1 | 622.4 | 186.72 | 0 | 0 | 0 | 0 | 0 | 0 | 0 | 0 | 0 | 0 | 622.4 | 0 | 0 | 0 | 0
4147 | 93.4 | 8.96 | 35.86 | -1.54 | 1.02 | 37.8 | 1 | 93.4 | 93.4 | 0 | 0 | 0 | 0 | 0 | 0 | 0 | 0 | 0 | 0 | 31.5 | 0 | 0 | 0 | 0
4147 | 28.5 | 2.93 | 10.94 | -0.47 | 1.02 | 11.52 | 1 | 28.5 | 28.5 | 0 | 0 | 0 | 0 | 0 | 0 | 0 | 0 | 0 | 0 | 9.6 | 0 | 0 | 0 | 0
4147 | 27.48 | 6.02 | 75.1 | -3.23 | 1.02 | 79.2 | 1 | 27.48 | 27.48 | 0 | 0 | 0 | 0 | 0 | 0 | 0 | 0 | 0 | 0 | 66 | 0 | 0 | 0 | 0
4067 | 150 | -14.05 | 42.6 | -28.8 | 1 | 240 | 1 | 150 | 150 | 0 | 0 | 0 | 0 | 0 | 0 | 0 | 0 | 0 | 0 | 200 | 0 | 0 | 0 | 0
4017 | 44.08 | 22.5 | 22.5 | -4.91 | 1.04 | 53.04 | 1 | 44.2 | 13.26 | 0 | 0 | 0 | 0 | 0 | 0 | 0 | 0 | 0 | 0 | 44.2 | 0 | 0 | 0 | 0
4061 | 99.6 | 18.55 | 73.3 | -15.98 | 1.03 | 172.8 | 1 | 144 | 43.2 | 0 | 0 | 0 | 0 | 0 | 0 | 0 | 0 | 0 | 0 | 144 | 0 | 0 | 0 | 0
4061 | 84.08 | 19.72 | 73.3 | -15.98 | 1.03 | 172.8 | 1 | 144 | 43.2 | 0 | 0 | 0 | 0 | 0 | 0 | 0 | 0 | 0 | 0 | 144 | 0 | 0 | 0 | 0
4061 | 124.4 | 15.6 | 73.3 | -15.98 | 1.03 | 172.8 | 1 | 144 | 43.2 | 0 | 0 | 0 | 0 | 0 | 0 | 0 | 0 | 0 | 0 | 144 | 0 | 0 | 0 | 0
4061 | 148.87 | 20.61 | 87.72 | -19.13 | 1.03 | 206.8 | 1 | 172.33 | 51.7 | 0 | 0 | 0 | 0 | 0 | 0 | 0 | 0 | 0 | 0 | 172.33 | 0 | 0 | 0 | 0
4061 | 171.85 | 17.91 | 87.72 | -19.13 | 1.03 | 206.8 | 1 | 172.33 | 51.7 | 0 | 0 | 0 | 0 | 0 | 0 | 0 | 0 | 0 | 0 | 172.33 | 0 | 0 | 0 | 0
4061 | 124.75 | 20.79 | 87.72 | -19.13 | 1.03 | 206.8 | 1 | 172.33 | 51.7 | 0 | 0 | 0 | 0 | 0 | 0 | 0 | 0 | 0 | 0 | 172.33 | 0 | 0 | 0 | 0
4017 | 46.87 | 14.18 | 23.92 | -5.22 | 1.02 | 56.4 | 1 | 47 | 14.1 | 0 | 0 | 0 | 0 | 0 | 0 | 0 | 0 | 0 | 0 | 47 | 0 | 0 | 0 | 0
4040 | 0 | 0 | 89.75 | -19.57 | 1.03 | 211.6 | 0 | 176.33 | 52.9 | 0 | 0 | 0 | 0 | 0 | 0 | 0 | 0 | 0 | 0 | 176.33 | 0 | 0 | 0 | 0
4040 | 175.84 | 36.05 | 89.75 | -19.57 | 1.03 | 211.6 | 1 | 176.33 | 52.9 | 0 | 0 | 0 | 0 | 0 | 0 | 0 | 0 | 0 | 0 | 176.33 | 0 | 0 | 0 | 0
4040 | 97.06 | 28.93 | 89.75 | -19.57 | 1.03 | 211.6 | 1 | 176.33 | 52.9 | 0 | 0 | 0 | 0 | 0 | 0 | 0 | 0 | 0 | 0 | 176.33 | 0 | 0 | 0 | 0
4085 | 242.72 | 32.28 | 123.89 | -27.02 | 1.04 | 292.08 | 1 | 243.4 | 73.02 | 0 | 0 | 0 | 0 | 0 | 0 | 0 | 0 | 0 | 0 | 243.4 | 0 | 0 | 0 | 0
4085 | 242.72 | 33.27 | 123.89 | -27.02 | 1.04 | 292.08 | 1 | 243.4 | 73.02 | 0 | 0 | 0 | 0 | 0 | 0 | 0 | 0 | 0 | 0 | 243.4 | 0 | 0 | 0 | 0
4085 | 242.72 | 51.43 | 123.89 | -27.02 | 1.04 | 292.08 | 1 | 243.4 | 73.02 | 0 | 0 | 0 | 0 | 0 | 0 | 0 | 0 | 0 | 0 | 243.4 | 0 | 0 | 0 | 0
4085 | 168.05 | 54.88 | 179.17 | -39.07 | 1.04 | 422.4 | 1 | 352 | 105.6 | 0 | 0 | 0 | 0 | 0 | 0 | 0 | 0 | 0 | 0 | 352 | 0 | 0 | 0 | 0
4067 | 0 | 0 | 0.65 | -0.17 | 1.01 | 1.68 | 0 | 1.4 | 0.42 | 0 | 0 | 0 | 0 | 0 | 0 | 0 | 0 | 0 | 0 | 1.4 | 0 | 0 | 0 | 0
4067 | 23.43 | 3.95 | 10.95 | -2.87 | 1.01 | 28.2 | 1 | 23.5 | 7.05 | 0 | 0 | 0 | 0 | 0 | 0 | 0 | 0 | 0 | 0 | 23.5 | 0 | 0 | 0 | 0
4067 | 0 | 0 | 3.54 | -0.93 | 1.01 | 9.12 | 0 | 7.6 | 2.28 | 0 | 0 | 0 | 0 | 0 | 0 | 0 | 0 | 0 | 0 | 7.6 | 0 | 0 | 0 | 0
4067 | 27.92 | 2.53 | 13.05 | -3.42 | 1.01 | 33.6 | 1 | 28 | 8.4 | 0 | 0 | 0 | 0 | 0 | 0 | 0 | 0 | 0 | 0 | 28 | 0 | 0 | 0 | 0
4067 | 27.92 | 8.12 | 13.05 | -3.42 | 1.01 | 33.6 | 1 | 28 | 8.4 | 0 | 0 | 0 | 0 | 0 | 0 | 0 | 0 | 0 | 0 | 28 | 0 | 0 | 0 | 0
4067 | 27.92 | 3.75 | 13.05 | -3.42 | 1.01 | 33.6 | 1 | 28 | 8.4 | 0 | 0 | 0 | 0 | 0 | 0 | 0 | 0 | 0 | 0 | 28 | 0 | 0 | 0 | 0
4067 | 0 | 0 | 13.05 | -3.42 | 1.01 | 33.6 | 0 | 28 | 8.4 | 0 | 0 | 0 | 0 | 0 | 0 | 0 | 0 | 0 | 0 | 28 | 0 | 0 | 0 | 0
4067 | 27.92 | 3.29 | 13.05 | -3.42 | 1.01 | 33.6 | 1 | 28 | 8.4 | 0 | 0 | 0 | 0 | 0 | 0 | 0 | 0 | 0 | 0 | 28 | 0 | 0 | 0 | 0
4067 | 0 | 0 | 13.05 | -3.42 | 1.01 | 33.6 | 0 | 28 | 8.4 | 0 | 0 | 0 | 0 | 0 | 0 | 0 | 0 | 0 | 0 | 28 | 0 | 0 | 0 | 0
4017 | 135 | 26.12 | 38.34 | -25.92 | 1.01 | 216 | 1 | 135 | 135 | 0 | 0 | 0 | 0 | 0 | 0 | 0 | 0 | 0 | 0 | 180 | 0 | 0 | 0 | 0
4147 | 131.43 | 37.25 | 67.09 | -14.63 | 1.04 | 158.16 | 1 | 131.8 | 39.54 | 0 | 0 | 0 | 0 | 0 | 0 | 0 | 0 | 0 | 0 | 131.8 | 0 | 0 | 0 | 0
4147 | 123.76 | 34.12 | 67.09 | -14.63 | 1.04 | 158.16 | 1 | 131.8 | 39.54 | 0 | 0 | 0 | 0 | 0 | 0 | 0 | 0 | 0 | 0 | 131.8 | 0 | 0 | 0 | 0
4015 | 0 | 0 | 17.1 | -3.73 | 1 | 40.32 | 0 | 33.6 | 10.08 | 0 | 0 | 0 | 0 | 0 | 0 | 0 | 0 | 0 | 0 | 33.6 | 0 | 0 | 0 | 0
4015 | 10.21 | -3.73 | 17.1 | -3.73 | 1 | 40.32 | 1 | 33.6 | 10.08 | 0 | 0 | 0 | 0 | 0 | 0 | 0 | 0 | 0 | 0 | 33.6 | 0 | 0 | 0 | 0
4015 | 10.21 | -3.73 | 17.1 | -3.73 | 1 | 40.32 | 1 | 33.6 | 10.08 | 0 | 0 | 0 | 0 | 0 | 0 | 0 | 0 | 0 | 0 | 33.6 | 0 | 0 | 0 | 0
4015 | 10.21 | -3.73 | 17.1 | -3.73 | 1 | 40.32 | 1 | 33.6 | 10.08 | 0 | 0 | 0 | 0 | 0 | 0 | 0 | 0 | 0 | 0 | 33.6 | 0 | 0 | 0 | 0
4015 | 0 | 0 | 34.2 | -7.46 | 1 | 80.64 | 0 | 67.2 | 20.16 | 0 | 0 | 0 | 0 | 0 | 0 | 0 | 0 | 0 | 0 | 67.2 | 0 | 0 | 0 | 0
4015 | 0 | 0 | 33.59 | -7.33 | 1 | 79.2 | 0 | 66 | 19.8 | 0 | 0 | 0 | 0 | 0 | 0 | 0 | 0 | 0 | 0 | 66 | 0 | 0 | 0 | 0
4040 | 141 | 40.04 | 40.04 | -27.07 | 1.04 | 225.6 | 1 | 141 | 141 | 0 | 0 | 0 | 0 | 0 | 0 | 0 | 0 | 0 | 0 | 188 | 0 | 0 | 0 | 0
4040 | 212.4 | 60.32 | 60.32 | -40.78 | 1.04 | 339.84 | 1 | 212.4 | 212.4 | 0 | 0 | 0 | 0 | 0 | 0 | 0 | 0 | 0 | 0 | 283.2 | 0 | 0 | 0 | 0
4017 | 197.22 | 68.62 | 100.66 | -21.95 | 1.03 | 237.32 | 1 | 197.77 | 59.33 | 0 | 0 | 0 | 0 | 0 | 0 | 0 | 0 | 0 | 0 | 197.77 | 0 | 0 | 0 | 0
4061 | 87.79 | 28.72 | 100.66 | -21.95 | 1.03 | 237.32 | 1 | 197.77 | 59.33 | 0 | 0 | 0 | 0 | 0 | 0 | 0 | 0 | 0 | 0 | 197.77 | 0 | 0 | 0 | 0
4061 | 112.46 | 27.68 | 100.66 | -21.95 | 1.03 | 237.32 | 1 | 197.77 | 59.33 | 0 | 0 | 0 | 0 | 0 | 0 | 0 | 0 | 0 | 0 | 197.77 | 0 | 0 | 0 | 0
4017 | 0 | 0 | 4.58 | -1 | 1.03 | 10.8 | 0 | 9 | 2.7 | 0 | 0 | 0 | 0 | 0 | 0 | 0 | 0 | 0 | 0 | 9 | 0 | 0 | 0 | 0
4040 | 150.75 | -28.94 | 42.81 | -28.94 | 1 | 241.2 | 1 | 150.75 | 150.75 | 0 | 0 | 0 | 0 | 0 | 0 | 0 | 0 | 0 | 0 | 201 | 0 | 0 | 0 | 0
4147 | 112.5 | 8.16 | 31.95 | -21.6 | 1.04 | 180 | 1 | 112.5 | 112.5 | 0 | 0 | 0 | 0 | 0 | 0 | 0 | 0 | 0 | 0 | 150 | 0 | 0 | 0 | 0
4061 | 150.07 | 42.62 | 42.62 | -28.81 | 1.04 | 240.12 | 1 | 150.07 | 150.07 | 0 | 0 | 0 | 0 | 0 | 0 | 0 | 0 | 0 | 0 | 200.1 | 0 | 0 | 0 | 0
4193 | 152.25 | 43.24 | 43.24 | -29.23 | 1.03 | 243.6 | 1 | 152.25 | 152.25 | 0 | 0 | 0 | 0 | 0 | 0 | 0 | 0 | 0 | 0 | 203 | 0 | 0 | 0 | 0
4193 | 74.79 | 21.27 | 38.17 | -8.33 | 1.02 | 90 | 1 | 75 | 22.5 | 0 | 0 | 0 | 0 | 0 | 0 | 0 | 0 | 0 | 0 | 75 | 0 | 0 | 0 | 0
4193 | 183.26 | 21.27 | 93.54 | -20.4 | 1.02 | 220.52 | 1 | 183.77 | 55.13 | 0 | 0 | 0 | 0 | 0 | 0 | 0 | 0 | 0 | 0 | 183.77 | 0 | 0 | 0 | 0
4193 | 0 | 0 | 12.22 | -2.66 | 1.02 | 28.8 | 0 | 24 | 7.2 | 0 | 0 | 0 | 0 | 0 | 0 | 0 | 0 | 0 | 0 | 24 | 0 | 0 | 0 | 0
4193 | 60.83 | 21.27 | 31.05 | -6.77 | 1.02 | 73.2 | 1 | 61 | 18.3 | 0 | 0 | 0 | 0 | 0 | 0 | 0 | 0 | 0 | 0 | 61 | 0 | 0 | 0 | 0
4193 | 10.37 | 5.29 | 5.29 | -1.15 | 1.02 | 12.48 | 1 | 10.4 | 3.12 | 0 | 0 | 0 | 0 | 0 | 0 | 0 | 0 | 0 | 0 | 10.4 | 0 | 0 | 0 | 0
4193 | 136.48 | 21.27 | 135.9 | -29.64 | 1.02 | 320.4 | 1 | 267 | 80.1 | 0 | 0 | 0 | 0 | 0 | 0 | 0 | 0 | 0 | 0 | 267 | 0 | 0 | 0 | 0
4193 | 155.9 | 21.27 | 135.9 | -29.64 | 1.02 | 320.4 | 1 | 267 | 80.1 | 0 | 0 | 0 | 0 | 0 | 0 | 0 | 0 | 0 | 0 | 267 | 0 | 0 | 0 | 0
4193 | 155.9 | 21.27 | 135.9 | -29.64 | 1.02 | 320.4 | 1 | 267 | 80.1 | 0 | 0 | 0 | 0 | 0 | 0 | 0 | 0 | 0 | 0 | 267 | 0 | 0 | 0 | 0
4193 | 183.26 | 21.27 | 93.54 | -20.4 | 1.02 | 220.52 | 1 | 183.77 | 55.13 | 0 | 0 | 0 | 0 | 0 | 0 | 0 | 0 | 0 | 0 | 183.77 | 0 | 0 | 0 | 0
4193 | 183.26 | 21.27 | 93.54 | -20.4 | 1.02 | 220.52 | 1 | 183.77 | 55.13 | 0 | 0 | 0 | 0 | 0 | 0 | 0 | 0 | 0 | 0 | 183.77 | 0 | 0 | 0 | 0
4067 | 151.2 | 42.94 | 42.94 | -29.03 | 1.02 | 241.92 | 1 | 151.2 | 151.2 | 0 | 0 | 0 | 0 | 0 | 0 | 0 | 0 | 0 | 0 | 201.6 | 0 | 0 | 0 | 0
4147 | 69 | -13.25 | 19.6 | -13.25 | 1 | 110.4 | 1 | 69 | 69 | 0 | 0 | 0 | 0 | 0 | 0 | 0 | 0 | 0 | 0 | 92 | 0 | 0 | 0 | 0
2057 | 90 | -11.79 | 25.56 | -17.28 | 1 | 144 | 1 | 90 | 90 | 0 | 0 | 0 | 0 | 0 | 0 | 0 | 0 | 0 | 0 | 120 | 0 | 0 | 0 | 0
5022 | 0 | 0 | 2.44 | -0.53 | 1.04 | 5.76 | 0 | 4.8 | 1.44 | 0 | 0 | 0 | 0 | 0 | 0 | 0 | 0 | 0 | 0 | 4.8 | 0 | 0 | 0 | 0
5385 | 0 | 0 | 2.14 | -0.47 | 1.02 | 5.04 | 0 | 4.2 | 1.26 | 0 | 0 | 0 | 0 | 0 | 0 | 0 | 0 | 0 | 0 | 4.2 | 0 | 0 | 0 | 0
5385 | 0 | 0 | 3.26 | -0.71 | 1.02 | 7.68 | 0 | 6.4 | 1.92 | 0 | 0 | 0 | 0 | 0 | 0 | 0 | 0 | 0 | 0 | 6.4 | 0 | 0 | 0 | 0
5037 | 93.74 | 76.29 | 157.01 | -34.24 | 1.02 | 370.16 | 1 | 308.47 | 92.54 | 0 | 0 | 0 | 0 | 0 | 0 | 0 | 0 | 0 | 0 | 308.47 | 0 | 0 | 0 | 0
5385 | 93.74 | 74.11 | 157.01 | -34.24 | 1.02 | 370.16 | 1 | 308.47 | 92.54 | 0 | 0 | 0 | 0 | 0 | 0 | 0 | 0 | 0 | 0 | 308.47 | 0 | 0 | 0 | 0
5385 | 93.74 | 157.01 | 157.01 | -34.24 | 1.02 | 370.16 | 1 | 308.47 | 92.54 | 0 | 0 | 0 | 0 | 0 | 0 | 0 | 0 | 0 | 0 | 308.47 | 0 | 0 | 0 | 0
5385 | 93.74 | 55.86 | 157.01 | -34.24 | 1.02 | 370.16 | 1 | 308.47 | 92.54 | 0 | 0 | 0 | 0 | 0 | 0 | 0 | 0 | 0 | 0 | 308.47 | 0 | 0 | 0 | 0
5385 | 93.74 | 80.68 | 157.01 | -34.24 | 1.02 | 370.16 | 1 | 308.47 | 92.54 | 0 | 0 | 0 | 0 | 0 | 0 | 0 | 0 | 0 | 0 | 308.47 | 0 | 0 | 0 | 0
5385 | 93.74 | 69.22 | 157.01 | -34.24 | 1.02 | 370.16 | 1 | 308.47 | 92.54 | 0 | 0 | 0 | 0 | 0 | 0 | 0 | 0 | 0 | 0 | 308.47 | 0 | 0 | 0 | 0
8129 | 84.46 | 43.11 | 43.11 | -9.4 | 1.02 | 101.64 | 1 | 84.7 | 25.41 | 0 | 0 | 0 | 0 | 0 | 0 | 0 | 0 | 0 | 0 | 84.7 | 0 | 0 | 0 | 0
2057 | 0 | 0 | 161.53 | -35.23 | 1 | 380.82 | 0 | 317.35 | 95.2 | 0 | 0 | 0 | 0 | 0 | 0 | 0 | 0 | 0 | 0 | 317.35 | 0 | 0 | 0 | 0
2057 | 251.16 | -12.74 | 161.53 | -35.23 | 1 | 380.82 | 1 | 317.35 | 95.2 | 0 | 0 | 0 | 0 | 0 | 0 | 0 | 0 | 0 | 0 | 317.35 | 0 | 0 | 0 | 0
5067 | 10.57 | 5.4 | 5.4 | -1.18 | 1.03 | 12.72 | 1 | 10.6 | 3.18 | 0 | 0 | 0 | 0 | 0 | 0 | 0 | 0 | 0 | 0 | 10.6 | 0 | 0 | 0 | 0
5067 | 0 | 0 | 0.92 | -0.2 | 1.03 | 2.16 | 0 | 1.8 | 0.54 | 0 | 0 | 0 | 0 | 0 | 0 | 0 | 0 | 0 | 0 | 1.8 | 0 | 0 | 0 | 0
5067 | 437.05 | 194.05 | 223.08 | -48.65 | 1.03 | 525.92 | 1 | 438.27 | 131.48 | 0 | 0 | 0 | 0 | 0 | 0 | 0 | 0 | 0 | 0 | 438.27 | 0 | 0 | 0 | 0
5067 | 437.05 | 183.38 | 223.08 | -48.65 | 1.03 | 525.92 | 1 | 438.27 | 131.48 | 0 | 0 | 0 | 0 | 0 | 0 | 0 | 0 | 0 | 0 | 438.27 | 0 | 0 | 0 | 0
5067 | 437.05 | 172.2 | 223.08 | -48.65 | 1.03 | 525.92 | 1 | 438.27 | 131.48 | 0 | 0 | 0 | 0 | 0 | 0 | 0 | 0 | 0 | 0 | 438.27 | 0 | 0 | 0 | 0
5444 | 0 | 0 | 47.57 | -2.05 | 1.01 | 50.16 | 0 | 123.9 | 0 | 0 | 0 | 0 | 0 | 0 | 0 | 0 | 0 | 0 | 0 | 41.8 | 0 | 0 | 0 | 0
5422 | 0 | 0 | 5.03 | -1.32 | 1.04 | 12.96 | 0 | 10.8 | 3.24 | 0 | 0 | 0 | 0 | 0 | 0 | 0 | 0 | 0 | 0 | 10.8 | 0 | 0 | 0 | 0
5422 | 0 | 0 | 2.66 | -0.7 | 1.04 | 6.84 | 0 | 5.7 | 1.71 | 0 | 0 | 0 | 0 | 0 | 0 | 0 | 0 | 0 | 0 | 5.7 | 0 | 0 | 0 | 0
5007 | 126.15 | 64.39 | 64.39 | -14.04 | 1.04 | 151.8 | 1 | 126.5 | 37.95 | 0 | 0 | 0 | 0 | 0 | 0 | 0 | 0 | 0 | 0 | 126.5 | 0 | 0 | 0 | 0
5007 | 1.6 | 0.81 | 0.81 | -0.18 | 1.04 | 1.92 | 1 | 1.6 | 0.48 | 0 | 0 | 0 | 0 | 0 | 0 | 0 | 0 | 0 | 0 | 1.6 | 0 | 0 | 0 | 0
5005 | 45 | -8.64 | 12.78 | -8.64 | 1 | 72 | 1 | 45 | 45 | 0 | 0 | 0 | 0 | 0 | 0 | 0 | 0 | 0 | 0 | 60 | 0 | 0 | 0 | 0
5206 | 112.5 | -21.6 | 31.95 | -21.6 | 1 | 180 | 1 | 112.5 | 112.5 | 0 | 0 | 0 | 0 | 0 | 0 | 0 | 0 | 0 | 0 | 150 | 0 | 0 | 0 | 0
5206 | 207.1 | 35.14 | 126.57 | -27.6 | 1.01 | 298.4 | 1 | 248.67 | 74.6 | 0 | 0 | 0 | 0 | 0 | 0 | 0 | 0 | 0 | 0 | 248.67 | 0 | 0 | 0 | 0
5206 | 180.01 | 63 | 126.57 | -27.6 | 1.01 | 298.4 | 1 | 248.67 | 74.6 | 0 | 0 | 0 | 0 | 0 | 0 | 0 | 0 | 0 | 0 | 248.67 | 0 | 0 | 0 | 0
5206 | 180.01 | 50.47 | 126.57 | -27.6 | 1.01 | 298.4 | 1 | 248.67 | 74.6 | 0 | 0 | 0 | 0 | 0 | 0 | 0 | 0 | 0 | 0 | 248.67 | 0 | 0 | 0 | 0
2057 | 168.75 | -32.4 | 47.93 | -32.4 | 1 | 270 | 1 | 168.75 | 168.75 | 0 | 0 | 0 | 0 | 0 | 0 | 0 | 0 | 0 | 0 | 225 | 0 | 0 | 0 | 0
3048 | 112.5 | -21.6 | 31.95 | -21.6 | 1 | 180 | 1 | 112.5 | 112.5 | 0 | 0 | 0 | 0 | 0 | 0 | 0 | 0 | 0 | 0 | 150 | 0 | 0 | 0 | 0
5262 | 1211.61 | 56.27 | 447.12 | -99.63 | 1.01 | 1458 | 1 | 1215 | 364.5 | 0 | 0 | 0 | 0 | 0 | 0 | 0 | 0 | 0 | 0 | 1215 | 0 | 0 | 0 | 0
5262 | 1023.98 | 51.46 | 447.12 | -99.63 | 1.01 | 1458 | 1 | 1215 | 364.5 | 0 | 0 | 0 | 0 | 0 | 0 | 0 | 0 | 0 | 0 | 1215 | 0 | 0 | 0 | 0
5281 | 266.98 | -29.72 | 136.28 | -29.72 | 1 | 321.28 | 1 | 267.73 | 80.32 | 0 | 0 | 0 | 0 | 0 | 0 | 0 | 0 | 0 | 0 | 267.73 | 0 | 0 | 0 | 0
5281 | 266.98 | -29.72 | 136.28 | -29.72 | 1 | 321.28 | 1 | 267.73 | 80.32 | 0 | 0 | 0 | 0 | 0 | 0 | 0 | 0 | 0 | 0 | 267.73 | 0 | 0 | 0 | 0
5281 | 0 | 0 | 136.28 | -29.72 | 1 | 321.28 | 0 | 267.73 | 80.32 | 0 | 0 | 0 | 0 | 0 | 0 | 0 | 0 | 0 | 0 | 267.73 | 0 | 0 | 0 | 0
5444 | 0 | 0 | 1.63 | -0.36 | 1.04 | 3.84 | 0 | 3.2 | 0.96 | 0 | 0 | 0 | 0 | 0 | 0 | 0 | 0 | 0 | 0 | 3.2 | 0 | 0 | 0 | 0
5444 | 114.68 | 58.53 | 58.53 | -12.76 | 1.04 | 138 | 1 | 115 | 34.5 | 0 | 0 | 0 | 0 | 0 | 0 | 0 | 0 | 0 | 0 | 115 | 0 | 0 | 0 | 0
5444 | 114.68 | 58.53 | 58.53 | -12.76 | 1.04 | 138 | 1 | 115 | 34.5 | 0 | 0 | 0 | 0 | 0 | 0 | 0 | 0 | 0 | 0 | 115 | 0 | 0 | 0 | 0
5444 | 114.68 | 58.53 | 58.53 | -12.76 | 1.04 | 138 | 1 | 115 | 34.5 | 0 | 0 | 0 | 0 | 0 | 0 | 0 | 0 | 0 | 0 | 115 | 0 | 0 | 0 | 0
5444 | 82.47 | 42.09 | 42.09 | -9.18 | 1.04 | 99.24 | 1 | 82.7 | 24.81 | 0 | 0 | 0 | 0 | 0 | 0 | 0 | 0 | 0 | 0 | 82.7 | 0 | 0 | 0 | 0
5302 | 462.46 | 175.61 | 236.05 | -51.48 | 1.04 | 556.5 | 1 | 463.75 | 139.13 | 0 | 0 | 0 | 0 | 0 | 0 | 0 | 0 | 0 | 0 | 463.75 | 0 | 0 | 0 | 0
5444 | 462.46 | 229.47 | 236.05 | -51.48 | 1.04 | 556.5 | 1 | 463.75 | 139.13 | 0 | 0 | 0 | 0 | 0 | 0 | 0 | 0 | 0 | 0 | 463.75 | 0 | 0 | 0 | 0
5319 | 79.86 | 9.76 | 133.77 | -29.17 | 1.01 | 315.36 | 1 | 262.8 | 78.84 | 0 | 0 | 0 | 0 | 0 | 0 | 0 | 0 | 0 | 0 | 262.8 | 0 | 0 | 0 | 0
5262 | 0 | 0 | 133.77 | -29.17 | 1.01 | 315.36 | 0 | 262.8 | 78.84 | 0 | 0 | 0 | 0 | 0 | 0 | 0 | 0 | 0 | 0 | 262.8 | 0 | 0 | 0 | 0
5262 | 79.86 | 10.07 | 133.77 | -29.17 | 1.01 | 315.36 | 1 | 262.8 | 78.84 | 0 | 0 | 0 | 0 | 0 | 0 | 0 | 0 | 0 | 0 | 262.8 | 0 | 0 | 0 | 0
5323 | 283.28 | 144.59 | 144.59 | -31.53 | 1.04 | 340.88 | 1 | 284.07 | 85.22 | 0 | 0 | 0 | 0 | 0 | 0 | 0 | 0 | 0 | 0 | 284.07 | 0 | 0 | 0 | 0
5323 | 283.28 | 144.59 | 144.59 | -31.53 | 1.04 | 340.88 | 1 | 284.07 | 85.22 | 0 | 0 | 0 | 0 | 0 | 0 | 0 | 0 | 0 | 0 | 284.07 | 0 | 0 | 0 | 0
5323 | 283.28 | 144.59 | 144.59 | -31.53 | 1.04 | 340.88 | 1 | 284.07 | 85.22 | 0 | 0 | 0 | 0 | 0 | 0 | 0 | 0 | 0 | 0 | 284.07 | 0 | 0 | 0 | 0
5307 | 8.4 | 3.2 | 3.2 | -0.14 | 1.04 | 3.36 | 1 | 8.4 | 8.4 | 0 | 0 | 0 | 0 | 0 | 0 | 0 | 0 | 0 | 0 | 2.8 | 0 | 0 | 0 | 0
5307 | 207.5 | 69.11 | 79.67 | -3.43 | 1.04 | 84 | 1 | 207.5 | 207.5 | 0 | 0 | 0 | 0 | 0 | 0 | 0 | 0 | 0 | 0 | 70 | 0 | 0 | 0 | 0
5360 | 1005.19 | -25.85 | 469.73 | -122.98 | 1.01 | 1209.6 | 1 | 1008 | 302.4 | 0 | 0 | 0 | 0 | 0 | 0 | 0 | 0 | 0 | 0 | 1008 | 0 | 0 | 0 | 0
5364 | 10.37 | -1.15 | 5.29 | -1.15 | 1 | 12.48 | 1 | 10.4 | 3.12 | 0 | 0 | 0 | 0 | 0 | 0 | 0 | 0 | 0 | 0 | 10.4 | 0 | 0 | 0 | 0
5364 | 212.73 | -22.03 | 108.59 | -23.68 | 1 | 256 | 1 | 213.33 | 64 | 0 | 0 | 0 | 0 | 0 | 0 | 0 | 0 | 0 | 0 | 213.33 | 0 | 0 | 0 | 0
5364 | 212.73 | -8.45 | 108.59 | -23.68 | 1 | 256 | 1 | 213.33 | 64 | 0 | 0 | 0 | 0 | 0 | 0 | 0 | 0 | 0 | 0 | 213.33 | 0 | 0 | 0 | 0
5364 | 212.73 | -7.41 | 108.59 | -23.68 | 1 | 256 | 1 | 213.33 | 64 | 0 | 0 | 0 | 0 | 0 | 0 | 0 | 0 | 0 | 0 | 213.33 | 0 | 0 | 0 | 0
5364 | 212.73 | -7.26 | 108.59 | -23.68 | 1 | 256 | 1 | 213.33 | 64 | 0 | 0 | 0 | 0 | 0 | 0 | 0 | 0 | 0 | 0 | 213.33 | 0 | 0 | 0 | 0
5364 | 212.73 | -13.71 | 108.59 | -23.68 | 1 | 256 | 1 | 213.33 | 64 | 0 | 0 | 0 | 0 | 0 | 0 | 0 | 0 | 0 | 0 | 213.33 | 0 | 0 | 0 | 0
5364 | 212.73 | -6.79 | 108.59 | -23.68 | 1 | 256 | 1 | 213.33 | 64 | 0 | 0 | 0 | 0 | 0 | 0 | 0 | 0 | 0 | 0 | 213.33 | 0 | 0 | 0 | 0
5385 | 63.51 | 106.38 | 106.38 | -23.2 | 1.04 | 250.8 | 1 | 209 | 62.7 | 0 | 0 | 0 | 0 | 0 | 0 | 0 | 0 | 0 | 0 | 209 | 0 | 0 | 0 | 0
5385 | 63.51 | 106.38 | 106.38 | -23.2 | 1.04 | 250.8 | 1 | 209 | 62.7 | 0 | 0 | 0 | 0 | 0 | 0 | 0 | 0 | 0 | 0 | 209 | 0 | 0 | 0 | 0
3048 | 124.2 | 35.27 | 35.27 | -23.85 | 1.04 | 198.72 | 1 | 124.2 | 124.2 | 0 | 0 | 0 | 0 | 0 | 0 | 0 | 0 | 0 | 0 | 165.6 | 0 | 0 | 0 | 0
5262 | 89.15 | 45.5 | 45.5 | -9.92 | 1.03 | 107.28 | 1 | 89.4 | 26.82 | 0 | 0 | 0 | 0 | 0 | 0 | 0 | 0 | 0 | 0 | 89.4 | 0 | 0 | 0 | 0
5262 | 77.23 | 45.5 | 45.5 | -9.92 | 1.03 | 107.28 | 1 | 89.4 | 26.82 | 0 | 0 | 0 | 0 | 0 | 0 | 0 | 0 | 0 | 0 | 89.4 | 0 | 0 | 0 | 0
5262 | 84.77 | 45.5 | 45.5 | -9.92 | 1.03 | 107.28 | 1 | 89.4 | 26.82 | 0 | 0 | 0 | 0 | 0 | 0 | 0 | 0 | 0 | 0 | 89.4 | 0 | 0 | 0 | 0
5262 | 89.15 | 45.5 | 45.5 | -9.92 | 1.03 | 107.28 | 1 | 89.4 | 26.82 | 0 | 0 | 0 | 0 | 0 | 0 | 0 | 0 | 0 | 0 | 89.4 | 0 | 0 | 0 | 0
3048 | 121.66 | -11.4 | 62.1 | -13.54 | 1 | 146.4 | 1 | 122 | 36.6 | 0 | 0 | 0 | 0 | 0 | 0 | 0 | 0 | 0 | 0 | 122 | 0 | 0 | 0 | 0
3048 | 121.66 | -10.89 | 62.1 | -13.54 | 1 | 146.4 | 1 | 122 | 36.6 | 0 | 0 | 0 | 0 | 0 | 0 | 0 | 0 | 0 | 0 | 122 | 0 | 0 | 0 | 0
3048 | 121.66 | -12.52 | 62.1 | -13.54 | 1 | 146.4 | 1 | 122 | 36.6 | 0 | 0 | 0 | 0 | 0 | 0 | 0 | 0 | 0 | 0 | 122 | 0 | 0 | 0 | 0
3048 | 118.47 | -13.19 | 60.47 | -13.19 | 1 | 142.56 | 1 | 118.8 | 35.64 | 0 | 0 | 0 | 0 | 0 | 0 | 0 | 0 | 0 | 0 | 118.8 | 0 | 0 | 0 | 0
3048 | 118.47 | -13.19 | 60.47 | -13.19 | 1 | 142.56 | 1 | 118.8 | 35.64 | 0 | 0 | 0 | 0 | 0 | 0 | 0 | 0 | 0 | 0 | 118.8 | 0 | 0 | 0 | 0
5422 | 12.37 | -1.38 | 6.31 | -1.38 | 1 | 14.88 | 1 | 12.4 | 3.72 | 0 | 0 | 0 | 0 | 0 | 0 | 0 | 0 | 0 | 0 | 12.4 | 0 | 0 | 0 | 0
5422 | 0 | 0 | 1.63 | -0.36 | 1 | 3.84 | 0 | 3.2 | 0.96 | 0 | 0 | 0 | 0 | 0 | 0 | 0 | 0 | 0 | 0 | 3.2 | 0 | 0 | 0 | 0
5444 | 0 | 0 | 147.1 | -32.08 | 1.01 | 346.8 | 0 | 289 | 86.7 | 0 | 0 | 0 | 0 | 0 | 0 | 0 | 0 | 0 | 0 | 289 | 0 | 0 | 0 | 0
5444 | 0 | 0 | 147.1 | -32.08 | 1.01 | 346.8 | 0 | 289 | 86.7 | 0 | 0 | 0 | 0 | 0 | 0 | 0 | 0 | 0 | 0 | 289 | 0 | 0 | 0 | 0
5444 | 0 | 0 | 147.1 | -32.08 | 1.01 | 346.8 | 0 | 289 | 86.7 | 0 | 0 | 0 | 0 | 0 | 0 | 0 | 0 | 0 | 0 | 289 | 0 | 0 | 0 | 0
5444 | 288.19 | 19.06 | 147.1 | -32.08 | 1.01 | 346.8 | 1 | 289 | 86.7 | 0 | 0 | 0 | 0 | 0 | 0 | 0 | 0 | 0 | 0 | 289 | 0 | 0 | 0 | 0
5444 | 288.19 | 19.06 | 147.1 | -32.08 | 1.01 | 346.8 | 1 | 289 | 86.7 | 0 | 0 | 0 | 0 | 0 | 0 | 0 | 0 | 0 | 0 | 289 | 0 | 0 | 0 | 0
5444 | 0 | 0 | 147.1 | -32.08 | 1.01 | 346.8 | 0 | 289 | 86.7 | 0 | 0 | 0 | 0 | 0 | 0 | 0 | 0 | 0 | 0 | 289 | 0 | 0 | 0 | 0
5444 | 140.91 | 19.06 | 71.92 | -15.68 | 1.01 | 169.56 | 1 | 141.3 | 42.39 | 0 | 0 | 0 | 0 | 0 | 0 | 0 | 0 | 0 | 0 | 141.3 | 0 | 0 | 0 | 0
5444 | 140.91 | 19.06 | 71.92 | -15.68 | 1.01 | 169.56 | 1 | 141.3 | 42.39 | 0 | 0 | 0 | 0 | 0 | 0 | 0 | 0 | 0 | 0 | 141.3 | 0 | 0 | 0 | 0
6349 | 212.41 | 77.37 | 108.42 | -23.64 | 1.04 | 255.6 | 1 | 213 | 63.9 | 0 | 0 | 0 | 0 | 0 | 0 | 0 | 0 | 0 | 0 | 213 | 0 | 0 | 0 | 0
6349 | 0 | 0 | 216.83 | -47.29 | 1.04 | 511.2 | 0 | 426 | 127.8 | 0 | 0 | 0 | 0 | 0 | 0 | 0 | 0 | 0 | 0 | 426 | 0 | 0 | 0 | 0
6349 | 197.78 | 67.78 | 100.95 | -22.01 | 1.04 | 238 | 1 | 198.33 | 59.5 | 0 | 0 | 0 | 0 | 0 | 0 | 0 | 0 | 0 | 0 | 198.33 | 0 | 0 | 0 | 0
6349 | 197.78 | 42.18 | 100.95 | -22.01 | 1.04 | 238 | 1 | 198.33 | 59.5 | 0 | 0 | 0 | 0 | 0 | 0 | 0 | 0 | 0 | 0 | 198.33 | 0 | 0 | 0 | 0
6349 | 197.78 | 57.22 | 100.95 | -22.01 | 1.04 | 238 | 1 | 198.33 | 59.5 | 0 | 0 | 0 | 0 | 0 | 0 | 0 | 0 | 0 | 0 | 198.33 | 0 | 0 | 0 | 0
6349 | 0 | 20.48 | 20.48 | -0.88 | 1.04 | 21.6 | 1 | 0 | 0 | 0 | 0 | 0 | 0 | 0 | 0 | 0 | 0 | 0 | 0 | 18 | 0 | 0 | 0 | 0
6349 | 0 | 54.26 | 122.91 | -5.29 | 1.04 | 129.6 | 1 | 0 | 0 | 0 | 0 | 0 | 0 | 0 | 0 | 0 | 0 | 0 | 0 | 108 | 0 | 0 | 0 | 0
6199 | 0 | 0 | 1.73 | -0.38 | 1.04 | 4.08 | 0 | 3.4 | 1.02 | 0 | 0 | 0 | 0 | 0 | 0 | 0 | 0 | 0 | 0 | 3.4 | 0 | 0 | 0 | 0
6199 | 0 | 0 | 4.89 | -1.07 | 1.04 | 11.52 | 0 | 9.6 | 2.88 | 0 | 0 | 0 | 0 | 0 | 0 | 0 | 0 | 0 | 0 | 9.6 | 0 | 0 | 0 | 0
6199 | 0 | 0 | 2.24 | -0.49 | 1.04 | 5.28 | 0 | 4.4 | 1.32 | 0 | 0 | 0 | 0 | 0 | 0 | 0 | 0 | 0 | 0 | 4.4 | 0 | 0 | 0 | 0
6199 | 57.24 | 29.22 | 29.22 | -6.37 | 1.04 | 68.88 | 1 | 57.4 | 17.22 | 0 | 0 | 0 | 0 | 0 | 0 | 0 | 0 | 0 | 0 | 57.4 | 0 | 0 | 0 | 0
6199 | 0 | 0 | 29.22 | -6.37 | 1.04 | 68.88 | 0 | 57.4 | 17.22 | 0 | 0 | 0 | 0 | 0 | 0 | 0 | 0 | 0 | 0 | 57.4 | 0 | 0 | 0 | 0
6199 | 57.24 | 29.22 | 29.22 | -6.37 | 1.04 | 68.88 | 1 | 57.4 | 17.22 | 0 | 0 | 0 | 0 | 0 | 0 | 0 | 0 | 0 | 0 | 57.4 | 0 | 0 | 0 | 0
6199 | 57.24 | 29.22 | 29.22 | -6.37 | 1.04 | 68.88 | 1 | 57.4 | 17.22 | 0 | 0 | 0 | 0 | 0 | 0 | 0 | 0 | 0 | 0 | 57.4 | 0 | 0 | 0 | 0
6069 | 123.82 | 49.23 | 92.32 | -20.13 | 1.03 | 217.64 | 1 | 181.37 | 54.41 | 0 | 0 | 0 | 0 | 0 | 0 | 0 | 0 | 0 | 0 | 181.37 | 0 | 0 | 0 | 0
6069 | 131.29 | 21.36 | 92.32 | -20.13 | 1.03 | 217.64 | 1 | 181.37 | 54.41 | 0 | 0 | 0 | 0 | 0 | 0 | 0 | 0 | 0 | 0 | 181.37 | 0 | 0 | 0 | 0
6069 | 105.9 | 62.98 | 92.32 | -20.13 | 1.03 | 217.64 | 1 | 181.37 | 54.41 | 0 | 0 | 0 | 0 | 0 | 0 | 0 | 0 | 0 | 0 | 181.37 | 0 | 0 | 0 | 0
6069 | 0 | 0 | 92.32 | -20.13 | 1.03 | 217.64 | 0 | 181.37 | 54.41 | 0 | 0 | 0 | 0 | 0 | 0 | 0 | 0 | 0 | 0 | 181.37 | 0 | 0 | 0 | 0
6069 | 131.29 | 37.32 | 92.32 | -20.13 | 1.03 | 217.64 | 1 | 181.37 | 54.41 | 0 | 0 | 0 | 0 | 0 | 0 | 0 | 0 | 0 | 0 | 181.37 | 0 | 0 | 0 | 0
6069 | 131.29 | 36.8 | 92.32 | -20.13 | 1.03 | 217.64 | 1 | 181.37 | 54.41 | 0 | 0 | 0 | 0 | 0 | 0 | 0 | 0 | 0 | 0 | 181.37 | 0 | 0 | 0 | 0
6078 | 477.3 | -68.73 | 262.51 | -68.73 | 1 | 676 | 1 | 563.33 | 169 | 0 | 0 | 0 | 0 | 0 | 0 | 0 | 0 | 0 | 0 | 563.33 | 0 | 0 | 0 | 0
6078 | 328.92 | -68.73 | 262.51 | -68.73 | 1 | 676 | 1 | 563.33 | 169 | 0 | 0 | 0 | 0 | 0 | 0 | 0 | 0 | 0 | 0 | 563.33 | 0 | 0 | 0 | 0
6078 | 328.92 | -68.73 | 262.51 | -68.73 | 1 | 676 | 1 | 563.33 | 169 | 0 | 0 | 0 | 0 | 0 | 0 | 0 | 0 | 0 | 0 | 563.33 | 0 | 0 | 0 | 0
6349 | 41.37 | 17.29 | 25.04 | -1.08 | 1.04 | 26.4 | 1 | 41.37 | 41.37 | 0 | 0 | 0 | 0 | 0 | 0 | 0 | 0 | 0 | 0 | 22 | 0 | 0 | 0 | 0
6349 | 65.3 | 11.97 | 25.04 | -1.08 | 1.04 | 26.4 | 1 | 65.3 | 65.3 | 0 | 0 | 0 | 0 | 0 | 0 | 0 | 0 | 0 | 0 | 22 | 0 | 0 | 0 | 0
6355 | 1.05 | 0 | 0 | 0 | 1.04 | 1.68 | 1 | 1.05 | 1.05 | 0 | 0 | 0 | 0 | 0 | 0 | 0 | 0 | 0 | 0 | 1.4 | 0 | 0 | 0 | 0
6355 | 22.5 | 0 | 0 | 0 | 1.04 | 36 | 1 | 22.5 | 22.5 | 0 | 0 | 0 | 0 | 0 | 0 | 0 | 0 | 0 | 0 | 30 | 0 | 0 | 0 | 0
6355 | 0 | 0 | 0 | 0 | 1.04 | 6.6 | 0 | 5.5 | 1.65 | 0 | 0 | 0 | 0 | 0 | 0 | 0 | 0 | 0 | 0 | 5.5 | 0 | 0 | 0 | 0
6355 | 7.95 | 0 | 0 | 0 | 1.04 | 12.72 | 1 | 7.95 | 7.95 | 0 | 0 | 0 | 0 | 0 | 0 | 0 | 0 | 0 | 0 | 10.6 | 0 | 0 | 0 | 0
6355 | 10.42 | 0 | 0 | 0 | 1.04 | 16.68 | 1 | 10.42 | 10.42 | 0 | 0 | 0 | 0 | 0 | 0 | 0 | 0 | 0 | 0 | 13.9 | 0 | 0 | 0 | 0
6355 | 30.52 | 0 | 0 | 0 | 1.04 | 48.84 | 1 | 30.52 | 30.52 | 0 | 0 | 0 | 0 | 0 | 0 | 0 | 0 | 0 | 0 | 40.7 | 0 | 0 | 0 | 0
6078 | 60.33 | 30.79 | 30.79 | -6.72 | 1.04 | 72.6 | 1 | 60.5 | 18.15 | 0 | 0 | 0 | 0 | 0 | 0 | 0 | 0 | 0 | 0 | 60.5 | 0 | 0 | 0 | 0
6078 | 60.33 | 30.79 | 30.79 | -6.72 | 1.04 | 72.6 | 1 | 60.5 | 18.15 | 0 | 0 | 0 | 0 | 0 | 0 | 0 | 0 | 0 | 0 | 60.5 | 0 | 0 | 0 | 0
6078 | 120.66 | 61.59 | 61.59 | -13.43 | 1.04 | 145.2 | 1 | 121 | 36.3 | 0 | 0 | 0 | 0 | 0 | 0 | 0 | 0 | 0 | 0 | 121 | 0 | 0 | 0 | 0
6111 | 301.18 | 100.76 | 275.22 | -72.05 | 1.04 | 708.72 | 1 | 590.6 | 177.18 | 0 | 0 | 0 | 0 | 0 | 0 | 0 | 0 | 0 | 0 | 590.6 | 0 | 0 | 0 | 0
6111 | 293.63 | 101.78 | 308.26 | -80.7 | 1.04 | 793.8 | 1 | 661.5 | 198.45 | 0 | 0 | 0 | 0 | 0 | 0 | 0 | 0 | 0 | 0 | 661.5 | 0 | 0 | 0 | 0
6147 | 0 | 0 | 4.28 | -0.93 | 1.03 | 10.08 | 0 | 8.4 | 2.52 | 0 | 0 | 0 | 0 | 0 | 0 | 0 | 0 | 0 | 0 | 8.4 | 0 | 0 | 0 | 0
6147 | 322.85 | 38.03 | 227.01 | -49.51 | 1.03 | 535.2 | 1 | 446 | 133.8 | 0 | 0 | 0 | 0 | 0 | 0 | 0 | 0 | 0 | 0 | 446 | 0 | 0 | 0 | 0
6147 | 322.85 | 39.39 | 227.01 | -49.51 | 1.03 | 535.2 | 1 | 446 | 133.8 | 0 | 0 | 0 | 0 | 0 | 0 | 0 | 0 | 0 | 0 | 446 | 0 | 0 | 0 | 0
6147 | 283.22 | 42.7 | 474.39 | -103.45 | 1.03 | 1118.4 | 1 | 932 | 279.6 | 0 | 0 | 0 | 0 | 0 | 0 | 0 | 0 | 0 | 0 | 932 | 0 | 0 | 0 | 0
6147 | 0 | 0 | 367.5 | -80.14 | 1.03 | 866.4 | 0 | 722 | 216.6 | 0 | 0 | 0 | 0 | 0 | 0 | 0 | 0 | 0 | 0 | 722 | 0 | 0 | 0 | 0
6147 | 219.4 | 127.84 | 367.5 | -80.14 | 1.03 | 866.4 | 1 | 722 | 216.6 | 0 | 0 | 0 | 0 | 0 | 0 | 0 | 0 | 0 | 0 | 722 | 0 | 0 | 0 | 0
6164 | 71.43 | 38.3 | 119.64 | -26.09 | 1.03 | 282.06 | 1 | 235.05 | 70.52 | 0 | 0 | 0 | 0 | 0 | 0 | 0 | 0 | 0 | 0 | 235.05 | 0 | 0 | 0 | 0
6164 | 71.43 | 33.99 | 119.64 | -26.09 | 1.03 | 282.06 | 1 | 235.05 | 70.52 | 0 | 0 | 0 | 0 | 0 | 0 | 0 | 0 | 0 | 0 | 235.05 | 0 | 0 | 0 | 0
6164 | 71.43 | 82 | 119.64 | -26.09 | 1.03 | 282.06 | 1 | 235.05 | 70.52 | 0 | 0 | 0 | 0 | 0 | 0 | 0 | 0 | 0 | 0 | 235.05 | 0 | 0 | 0 | 0
6164 | 71.43 | 43.72 | 119.64 | -26.09 | 1.03 | 282.06 | 1 | 235.05 | 70.52 | 0 | 0 | 0 | 0 | 0 | 0 | 0 | 0 | 0 | 0 | 235.05 | 0 | 0 | 0 | 0
6349 | 177.9 | 19.45 | 68.29 | -2.94 | 1.04 | 72 | 1 | 177.9 | 177.9 | 0 | 0 | 0 | 0 | 0 | 0 | 0 | 0 | 0 | 0 | 60 | 0 | 0 | 0 | 0
6214 | 552.3 | 55.54 | 212.06 | -9.13 | 1.04 | 223.6 | 1 | 552.3 | 552.3 | 0 | 0 | 0 | 0 | 0 | 0 | 0 | 0 | 0 | 0 | 186.33 | 0 | 0 | 0 | 0
6349 | 552.3 | 99.93 | 212.06 | -9.13 | 1.04 | 223.6 | 1 | 552.3 | 552.3 | 0 | 0 | 0 | 0 | 0 | 0 | 0 | 0 | 0 | 0 | 186.33 | 0 | 0 | 0 | 0
6349 | 552.3 | 58.81 | 212.06 | -9.13 | 1.04 | 223.6 | 1 | 552.3 | 552.3 | 0 | 0 | 0 | 0 | 0 | 0 | 0 | 0 | 0 | 0 | 186.33 | 0 | 0 | 0 | 0
7406 | 60.83 | 18.83 | 31.05 | -6.77 | 1.04 | 73.2 | 1 | 61 | 18.3 | 0 | 0 | 0 | 0 | 0 | 0 | 0 | 0 | 0 | 0 | 61 | 0 | 0 | 0 | 0
7406 | 182.49 | 45.89 | 93.15 | -20.31 | 1.04 | 219.6 | 1 | 183 | 54.9 | 0 | 0 | 0 | 0 | 0 | 0 | 0 | 0 | 0 | 0 | 183 | 0 | 0 | 0 | 0
7406 | 297.17 | 55.72 | 151.68 | -33.08 | 1.04 | 357.6 | 1 | 298 | 89.4 | 0 | 0 | 0 | 0 | 0 | 0 | 0 | 0 | 0 | 0 | 298 | 0 | 0 | 0 | 0
7406 | 297.17 | 64.31 | 151.68 | -33.08 | 1.04 | 357.6 | 1 | 298 | 89.4 | 0 | 0 | 0 | 0 | 0 | 0 | 0 | 0 | 0 | 0 | 298 | 0 | 0 | 0 | 0
7406 | 297.17 | 121.17 | 151.68 | -33.08 | 1.04 | 357.6 | 1 | 298 | 89.4 | 0 | 0 | 0 | 0 | 0 | 0 | 0 | 0 | 0 | 0 | 298 | 0 | 0 | 0 | 0
7406 | 182.82 | 93.32 | 93.32 | -20.35 | 1.04 | 220 | 1 | 183.33 | 55 | 0 | 0 | 0 | 0 | 0 | 0 | 0 | 0 | 0 | 0 | 183.33 | 0 | 0 | 0 | 0
7406 | 182.82 | 50.78 | 93.32 | -20.35 | 1.04 | 220 | 1 | 183.33 | 55 | 0 | 0 | 0 | 0 | 0 | 0 | 0 | 0 | 0 | 0 | 183.33 | 0 | 0 | 0 | 0
7406 | 182.82 | 35.11 | 93.32 | -20.35 | 1.04 | 220 | 1 | 183.33 | 55 | 0 | 0 | 0 | 0 | 0 | 0 | 0 | 0 | 0 | 0 | 183.33 | 0 | 0 | 0 | 0
6349 | 58.95 | -9.89 | 98.75 | -21.53 | 1.02 | 232.8 | 1 | 194 | 58.2 | 0 | 0 | 0 | 0 | 0 | 0 | 0 | 0 | 0 | 0 | 194 | 0 | 0 | 0 | 0
6349 | 106.96 | -5.6 | 98.75 | -21.53 | 1.02 | 232.8 | 1 | 194 | 58.2 | 0 | 0 | 0 | 0 | 0 | 0 | 0 | 0 | 0 | 0 | 194 | 0 | 0 | 0 | 0
6349 | 0 | 0 | 26.16 | -5.71 | 1.02 | 61.68 | 0 | 51.4 | 15.42 | 0 | 0 | 0 | 0 | 0 | 0 | 0 | 0 | 0 | 0 | 51.4 | 0 | 0 | 0 | 0
6349 | 78.1 | -11.57 | 130.81 | -28.53 | 1.02 | 308.4 | 1 | 257 | 77.1 | 0 | 0 | 0 | 0 | 0 | 0 | 0 | 0 | 0 | 0 | 257 | 0 | 0 | 0 | 0
7406 | 4.5 | 1.72 | 1.72 | -0.07 | 1.04 | 1.8 | 1 | 4.5 | 4.5 | 0 | 0 | 0 | 0 | 0 | 0 | 0 | 0 | 0 | 0 | 1.5 | 0 | 0 | 0 | 0
7406 | 7.2 | 2.73 | 2.73 | -0.12 | 1.04 | 2.88 | 1 | 7.2 | 7.2 | 0 | 0 | 0 | 0 | 0 | 0 | 0 | 0 | 0 | 0 | 2.4 | 0 | 0 | 0 | 0
7406 | 4.5 | 1.72 | 1.72 | -0.07 | 1.04 | 1.8 | 1 | 4.5 | 4.5 | 0 | 0 | 0 | 0 | 0 | 0 | 0 | 0 | 0 | 0 | 1.5 | 0 | 0 | 0 | 0
7406 | 7.2 | 2.73 | 2.73 | -0.12 | 1.04 | 2.88 | 1 | 7.2 | 7.2 | 0 | 0 | 0 | 0 | 0 | 0 | 0 | 0 | 0 | 0 | 2.4 | 0 | 0 | 0 | 0
7406 | 0 | 0 | 6.82 | -0.29 | 1.04 | 7.2 | 0 | 18 | 0 | 0 | 0 | 0 | 0 | 0 | 0 | 0 | 0 | 0 | 0 | 6 | 0 | 0 | 0 | 0
7406 | 0 | 0 | 4.09 | -0.18 | 1.04 | 4.32 | 0 | 11 | 0 | 0 | 0 | 0 | 0 | 0 | 0 | 0 | 0 | 0 | 0 | 3.6 | 0 | 0 | 0 | 0
7406 | 0 | 0 | 2.73 | -0.12 | 1.04 | 2.88 | 0 | 7.2 | 0 | 0 | 0 | 0 | 0 | 0 | 0 | 0 | 0 | 0 | 0 | 2.4 | 0 | 0 | 0 | 0
7406 | 0 | 0 | 2.73 | -0.12 | 1.04 | 2.88 | 0 | 7.2 | 0 | 0 | 0 | 0 | 0 | 0 | 0 | 0 | 0 | 0 | 0 | 2.4 | 0 | 0 | 0 | 0
7406 | 8.4 | 3.2 | 3.2 | -0.14 | 1.04 | 3.36 | 1 | 8.4 | 8.4 | 0 | 0 | 0 | 0 | 0 | 0 | 0 | 0 | 0 | 0 | 2.8 | 0 | 0 | 0 | 0
6349 | 62.67 | -22.89 | 104.97 | -22.89 | 1.02 | 247.48 | 1 | 206.23 | 61.87 | 0 | 0 | 0 | 0 | 0 | 0 | 0 | 0 | 0 | 0 | 206.23 | 0 | 0 | 0 | 0
6349 | 62.67 | -22.89 | 104.97 | -22.89 | 1.02 | 247.48 | 1 | 206.23 | 61.87 | 0 | 0 | 0 | 0 | 0 | 0 | 0 | 0 | 0 | 0 | 206.23 | 0 | 0 | 0 | 0
6349 | 62.7 | -15.02 | 104.97 | -22.89 | 1.02 | 247.48 | 1 | 206.23 | 61.9 | 0 | 0 | 0 | 0 | 0 | 0 | 0 | 0 | 0 | 0 | 206.23 | 0 | 0 | 0 | 0
6302 | 0 | 0 | 1.63 | -0.36 | 1 | 3.84 | 0 | 3.2 | 0.96 | 0 | 0 | 0 | 0 | 0 | 0 | 0 | 0 | 0 | 0 | 3.2 | 0 | 0 | 0 | 0
6302 | 246.56 | -27.44 | 125.85 | -27.44 | 1 | 296.7 | 1 | 247.25 | 74.18 | 0 | 0 | 0 | 0 | 0 | 0 | 0 | 0 | 0 | 0 | 247.25 | 0 | 0 | 0 | 0
6302 | 213.83 | -27.44 | 125.85 | -27.44 | 1 | 296.7 | 1 | 247.25 | 74.18 | 0 | 0 | 0 | 0 | 0 | 0 | 0 | 0 | 0 | 0 | 247.25 | 0 | 0 | 0 | 0
6302 | 246.56 | -27.44 | 125.85 | -27.44 | 1 | 296.7 | 1 | 247.25 | 74.18 | 0 | 0 | 0 | 0 | 0 | 0 | 0 | 0 | 0 | 0 | 247.25 | 0 | 0 | 0 | 0
6302 | 246.56 | -27.44 | 125.85 | -27.44 | 1 | 296.7 | 1 | 247.25 | 74.18 | 0 | 0 | 0 | 0 | 0 | 0 | 0 | 0 | 0 | 0 | 247.25 | 0 | 0 | 0 | 0
6349 | 0 | 0 | 6.11 | -1.33 | 1.04 | 14.4 | 0 | 12 | 3.6 | 0 | 0 | 0 | 0 | 0 | 0 | 0 | 0 | 0 | 0 | 12 | 0 | 0 | 0 | 0
6349 | 0 | 0 | 26.21 | -5.72 | 1.04 | 61.8 | 0 | 51.5 | 15.45 | 0 | 0 | 0 | 0 | 0 | 0 | 0 | 0 | 0 | 0 | 51.5 | 0 | 0 | 0 | 0
6349 | 31.3 | 52.43 | 52.43 | -11.43 | 1.04 | 123.6 | 1 | 103 | 30.9 | 0 | 0 | 0 | 0 | 0 | 0 | 0 | 0 | 0 | 0 | 103 | 0 | 0 | 0 | 0
6349 | 0 | 0 | 1.17 | -0.26 | 1.04 | 2.76 | 0 | 2.3 | 0.69 | 0 | 0 | 0 | 0 | 0 | 0 | 0 | 0 | 0 | 0 | 2.3 | 0 | 0 | 0 | 0
6349 | 0 | 0 | 2.34 | -0.51 | 1.04 | 5.52 | 0 | 4.6 | 1.38 | 0 | 0 | 0 | 0 | 0 | 0 | 0 | 0 | 0 | 0 | 4.6 | 0 | 0 | 0 | 0
6349 | 0 | 0 | 0.76 | -0.17 | 1.04 | 1.8 | 0 | 1.5 | 0.45 | 0 | 0 | 0 | 0 | 0 | 0 | 0 | 0 | 0 | 0 | 1.5 | 0 | 0 | 0 | 0
6349 | 0 | 0 | 2.04 | -0.44 | 1.04 | 4.8 | 0 | 4 | 1.2 | 0 | 0 | 0 | 0 | 0 | 0 | 0 | 0 | 0 | 0 | 4 | 0 | 0 | 0 | 0
6349 | 0 | 0 | 3.26 | -0.71 | 1.04 | 7.68 | 0 | 6.4 | 1.92 | 0 | 0 | 0 | 0 | 0 | 0 | 0 | 0 | 0 | 0 | 6.4 | 0 | 0 | 0 | 0
6349 | 110.31 | 184.77 | 184.77 | -40.29 | 1.04 | 435.6 | 1 | 363 | 108.9 | 0 | 0 | 0 | 0 | 0 | 0 | 0 | 0 | 0 | 0 | 363 | 0 | 0 | 0 | 0
6349 | 110.31 | 184.77 | 184.77 | -40.29 | 1.04 | 435.6 | 1 | 363 | 108.9 | 0 | 0 | 0 | 0 | 0 | 0 | 0 | 0 | 0 | 0 | 363 | 0 | 0 | 0 | 0
6349 | 0 | 0 | 26.21 | -5.72 | 1.04 | 61.8 | 0 | 51.5 | 15.45 | 0 | 0 | 0 | 0 | 0 | 0 | 0 | 0 | 0 | 0 | 51.5 | 0 | 0 | 0 | 0
7400 | 162.54 | 38.38 | 82.97 | -18.09 | 1.04 | 195.6 | 1 | 163 | 48.9 | 0 | 0 | 0 | 0 | 0 | 0 | 0 | 0 | 0 | 0 | 163 | 0 | 0 | 0 | 0
7400 | 162.54 | 67.22 | 82.97 | -18.09 | 1.04 | 195.6 | 1 | 163 | 48.9 | 0 | 0 | 0 | 0 | 0 | 0 | 0 | 0 | 0 | 0 | 163 | 0 | 0 | 0 | 0
7400 | 162.54 | 44.4 | 82.97 | -18.09 | 1.04 | 195.6 | 1 | 163 | 48.9 | 0 | 0 | 0 | 0 | 0 | 0 | 0 | 0 | 0 | 0 | 163 | 0 | 0 | 0 | 0
7400 | 162.54 | 41.68 | 82.97 | -18.09 | 1.04 | 195.6 | 1 | 163 | 48.9 | 0 | 0 | 0 | 0 | 0 | 0 | 0 | 0 | 0 | 0 | 163 | 0 | 0 | 0 | 0
7400 | 162.54 | 37.78 | 82.97 | -18.09 | 1.04 | 195.6 | 1 | 163 | 48.9 | 0 | 0 | 0 | 0 | 0 | 0 | 0 | 0 | 0 | 0 | 163 | 0 | 0 | 0 | 0
7124 | 0 | 0 | 2.04 | -0.44 | 1.04 | 4.8 | 0 | 4 | 1.2 | 0 | 0 | 0 | 0 | 0 | 0 | 0 | 0 | 0 | 0 | 4 | 0 | 0 | 0 | 0
7406 | 22.34 | 11.4 | 11.4 | -2.49 | 1.04 | 26.88 | 1 | 22.4 | 6.72 | 0 | 0 | 0 | 0 | 0 | 0 | 0 | 0 | 0 | 0 | 22.4 | 0 | 0 | 0 | 0
7406 | 47.27 | 24.13 | 24.13 | -5.26 | 1.04 | 56.88 | 1 | 47.4 | 14.22 | 0 | 0 | 0 | 0 | 0 | 0 | 0 | 0 | 0 | 0 | 47.4 | 0 | 0 | 0 | 0
7406 | 47.27 | 24.13 | 24.13 | -5.26 | 1.04 | 56.88 | 1 | 47.4 | 14.22 | 0 | 0 | 0 | 0 | 0 | 0 | 0 | 0 | 0 | 0 | 47.4 | 0 | 0 | 0 | 0
7406 | 94.54 | 48.25 | 48.25 | -10.52 | 1.04 | 113.76 | 1 | 94.8 | 28.44 | 0 | 0 | 0 | 0 | 0 | 0 | 0 | 0 | 0 | 0 | 94.8 | 0 | 0 | 0 | 0
7406 | 0 | 0 | 1.63 | -0.36 | 1.04 | 3.84 | 0 | 3.2 | 0.96 | 0 | 0 | 0 | 0 | 0 | 0 | 0 | 0 | 0 | 0 | 3.2 | 0 | 0 | 0 | 0
7406 | 29.1 | 0 | 0 | 0 | 1.04 | 46.56 | 1 | 29.1 | 29.1 | 0 | 0 | 0 | 0 | 0 | 0 | 0 | 0 | 0 | 0 | 38.8 | 0 | 0 | 0 | 0
7406 | 7.5 | 0 | 0 | 0 | 1.04 | 12 | 1 | 7.5 | 7.5 | 0 | 0 | 0 | 0 | 0 | 0 | 0 | 0 | 0 | 0 | 10 | 0 | 0 | 0 | 0
7406 | 7.5 | 0 | 0 | 0 | 1.04 | 12 | 1 | 7.5 | 7.5 | 0 | 0 | 0 | 0 | 0 | 0 | 0 | 0 | 0 | 0 | 10 | 0 | 0 | 0 | 0
7406 | 0 | 0 | 0 | 0 | 1.04 | 5.28 | 0 | 4.4 | 1.32 | 0 | 0 | 0 | 0 | 0 | 0 | 0 | 0 | 0 | 0 | 4.4 | 0 | 0 | 0 | 0
7406 | 187.92 | 37.1 | 95.92 | -20.92 | 1.03 | 226.14 | 1 | 188.45 | 56.53 | 0 | 0 | 0 | 0 | 0 | 0 | 0 | 0 | 0 | 0 | 188.45 | 0 | 0 | 0 | 0
7406 | 187.92 | 78.22 | 95.92 | -20.92 | 1.03 | 226.14 | 1 | 188.45 | 56.53 | 0 | 0 | 0 | 0 | 0 | 0 | 0 | 0 | 0 | 0 | 188.45 | 0 | 0 | 0 | 0
7406 | 67.09 | -12.75 | 58.48 | -12.75 | 1 | 137.88 | 1 | 114.9 | 34.47 | 0 | 0 | 0 | 0 | 0 | 0 | 0 | 0 | 0 | 0 | 114.9 | 0 | 0 | 0 | 0
7406 | 67.09 | -12.75 | 58.48 | -12.75 | 1 | 137.88 | 1 | 114.9 | 34.47 | 0 | 0 | 0 | 0 | 0 | 0 | 0 | 0 | 0 | 0 | 114.9 | 0 | 0 | 0 | 0
7406 | 67.09 | -12.75 | 58.48 | -12.75 | 1 | 137.88 | 1 | 114.9 | 34.47 | 0 | 0 | 0 | 0 | 0 | 0 | 0 | 0 | 0 | 0 | 114.9 | 0 | 0 | 0 | 0
7406 | 83.17 | -12.75 | 58.48 | -12.75 | 1 | 137.88 | 1 | 114.9 | 34.47 | 0 | 0 | 0 | 0 | 0 | 0 | 0 | 0 | 0 | 0 | 114.9 | 0 | 0 | 0 | 0
7406 | 83.17 | -12.75 | 58.48 | -12.75 | 1 | 137.88 | 1 | 114.9 | 34.47 | 0 | 0 | 0 | 0 | 0 | 0 | 0 | 0 | 0 | 0 | 114.9 | 0 | 0 | 0 | 0
7406 | 68.1 | -12.75 | 58.48 | -12.75 | 1 | 137.88 | 1 | 114.9 | 34.47 | 0 | 0 | 0 | 0 | 0 | 0 | 0 | 0 | 0 | 0 | 114.9 | 0 | 0 | 0 | 0
7422 | 159.89 | 37.81 | 116.38 | -25.38 | 1.04 | 274.38 | 1 | 228.65 | 68.59 | 0 | 0 | 0 | 0 | 0 | 0 | 0 | 0 | 0 | 0 | 228.65 | 0 | 0 | 0 | 0
7422 | 165.51 | 29.6 | 116.38 | -25.38 | 1.04 | 274.38 | 1 | 228.65 | 68.59 | 0 | 0 | 0 | 0 | 0 | 0 | 0 | 0 | 0 | 0 | 228.65 | 0 | 0 | 0 | 0
7422 | 165.51 | 29.93 | 116.38 | -25.38 | 1.04 | 274.38 | 1 | 228.65 | 68.59 | 0 | 0 | 0 | 0 | 0 | 0 | 0 | 0 | 0 | 0 | 228.65 | 0 | 0 | 0 | 0
7422 | 165.51 | 36.62 | 116.38 | -25.38 | 1.04 | 274.38 | 1 | 228.65 | 68.59 | 0 | 0 | 0 | 0 | 0 | 0 | 0 | 0 | 0 | 0 | 228.65 | 0 | 0 | 0 | 0
7098 | -377.99 | 199.11 | 498.38 | -111.05 | 1 | 1625.16 | 1 | 1354.3 | 406.29 | 0 | 0 | 0 | 0 | 0 | 0 | 0 | 0 | 0 | 0 | 1354.3 | 0 | 0 | 0 | 0
7406 | 1350.52 | 6.01 | 498.38 | -111.05 | 1 | 1625.16 | 1 | 1354.3 | 406.29 | 0 | 0 | 0 | 0 | 0 | 0 | 0 | 0 | 0 | 0 | 1354.3 | 0 | 0 | 0 | 0
7400 | 149.58 | 76.35 | 76.35 | -16.65 | 1.04 | 180 | 1 | 150 | 45 | 0 | 0 | 0 | 0 | 0 | 0 | 0 | 0 | 0 | 0 | 150 | 0 | 0 | 0 | 0
7400 | 50.86 | 20.02 | 25.96 | -5.66 | 1.04 | 61.2 | 1 | 51 | 15.3 | 0 | 0 | 0 | 0 | 0 | 0 | 0 | 0 | 0 | 0 | 51 | 0 | 0 | 0 | 0
7400 | 50.86 | 24.3 | 25.96 | -5.66 | 1.04 | 61.2 | 1 | 51 | 15.3 | 0 | 0 | 0 | 0 | 0 | 0 | 0 | 0 | 0 | 0 | 51 | 0 | 0 | 0 | 0
7400 | 195.45 | 49.93 | 99.76 | -21.76 | 1.04 | 235.2 | 1 | 196 | 58.8 | 0 | 0 | 0 | 0 | 0 | 0 | 0 | 0 | 0 | 0 | 196 | 0 | 0 | 0 | 0
7400 | 195.45 | 48.69 | 99.76 | -21.76 | 1.04 | 235.2 | 1 | 196 | 58.8 | 0 | 0 | 0 | 0 | 0 | 0 | 0 | 0 | 0 | 0 | 196 | 0 | 0 | 0 | 0
7400 | 195.45 | 77.51 | 99.76 | -21.76 | 1.04 | 235.2 | 1 | 196 | 58.8 | 0 | 0 | 0 | 0 | 0 | 0 | 0 | 0 | 0 | 0 | 196 | 0 | 0 | 0 | 0
7400 | 195.45 | 41.78 | 99.76 | -21.76 | 1.04 | 235.2 | 1 | 196 | 58.8 | 0 | 0 | 0 | 0 | 0 | 0 | 0 | 0 | 0 | 0 | 196 | 0 | 0 | 0 | 0
7400 | 195.45 | 82.31 | 99.76 | -21.76 | 1.04 | 235.2 | 1 | 196 | 58.8 | 0 | 0 | 0 | 0 | 0 | 0 | 0 | 0 | 0 | 0 | 196 | 0 | 0 | 0 | 0
7400 | 195.45 | 82.67 | 99.76 | -21.76 | 1.04 | 235.2 | 1 | 196 | 58.8 | 0 | 0 | 0 | 0 | 0 | 0 | 0 | 0 | 0 | 0 | 196 | 0 | 0 | 0 | 0
7427 | 0 | 0 | 1.88 | -0.41 | 1.04 | 4.44 | 0 | 3.7 | 1.11 | 0 | 0 | 0 | 0 | 0 | 0 | 0 | 0 | 0 | 0 | 3.7 | 0 | 0 | 0 | 0
7427 | 0 | 0 | 2.19 | -0.48 | 1.04 | 5.16 | 0 | 4.3 | 1.29 | 0 | 0 | 0 | 0 | 0 | 0 | 0 | 0 | 0 | 0 | 4.3 | 0 | 0 | 0 | 0
7138 | 16.25 | -1.81 | 8.3 | -1.81 | 1 | 19.56 | 1 | 16.3 | 4.89 | 0 | 0 | 0 | 0 | 0 | 0 | 0 | 0 | 0 | 0 | 16.3 | 0 | 0 | 0 | 0
7138 | 205.97 | -22.93 | 105.13 | -22.93 | 1 | 247.86 | 1 | 206.55 | 61.97 | 0 | 0 | 0 | 0 | 0 | 0 | 0 | 0 | 0 | 0 | 206.55 | 0 | 0 | 0 | 0
7138 | 205.97 | -22.93 | 105.13 | -22.93 | 1 | 247.86 | 1 | 206.55 | 61.97 | 0 | 0 | 0 | 0 | 0 | 0 | 0 | 0 | 0 | 0 | 206.55 | 0 | 0 | 0 | 0
7138 | 205.97 | -22.93 | 105.13 | -22.93 | 1 | 247.86 | 1 | 206.55 | 61.97 | 0 | 0 | 0 | 0 | 0 | 0 | 0 | 0 | 0 | 0 | 206.55 | 0 | 0 | 0 | 0
7138 | 205.97 | -22.93 | 105.13 | -22.93 | 1 | 247.86 | 1 | 206.55 | 61.97 | 0 | 0 | 0 | 0 | 0 | 0 | 0 | 0 | 0 | 0 | 206.55 | 0 | 0 | 0 | 0
7138 | 379.64 | -42.26 | 193.78 | -42.26 | 1 | 456.84 | 1 | 380.7 | 114.21 | 0 | 0 | 0 | 0 | 0 | 0 | 0 | 0 | 0 | 0 | 380.7 | 0 | 0 | 0 | 0
7138 | 58.84 | -6.55 | 30.03 | -6.55 | 1 | 70.8 | 1 | 59 | 17.7 | 0 | 0 | 0 | 0 | 0 | 0 | 0 | 0 | 0 | 0 | 59 | 0 | 0 | 0 | 0
7138 | 58.84 | -6.55 | 30.03 | -6.55 | 1 | 70.8 | 1 | 59 | 17.7 | 0 | 0 | 0 | 0 | 0 | 0 | 0 | 0 | 0 | 0 | 59 | 0 | 0 | 0 | 0
7138 | 58.84 | -6.55 | 30.03 | -6.55 | 1 | 70.8 | 1 | 59 | 17.7 | 0 | 0 | 0 | 0 | 0 | 0 | 0 | 0 | 0 | 0 | 59 | 0 | 0 | 0 | 0
7138 | 58.84 | -6.55 | 30.03 | -6.55 | 1 | 70.8 | 1 | 59 | 17.7 | 0 | 0 | 0 | 0 | 0 | 0 | 0 | 0 | 0 | 0 | 59 | 0 | 0 | 0 | 0
7145 | 10.17 | -1.13 | 5.19 | -1.13 | 1.01 | 12.24 | 1 | 10.2 | 3.06 | 0 | 0 | 0 | 0 | 0 | 0 | 0 | 0 | 0 | 0 | 10.2 | 0 | 0 | 0 | 0
7170 | 110.29 | 56.3 | 56.3 | -12.28 | 1.04 | 132.72 | 1 | 110.6 | 33.18 | 0 | 0 | 0 | 0 | 0 | 0 | 0 | 0 | 0 | 0 | 110.6 | 0 | 0 | 0 | 0
7157 | 110.29 | 56.3 | 56.3 | -12.28 | 1.04 | 132.72 | 1 | 110.6 | 33.18 | 0 | 0 | 0 | 0 | 0 | 0 | 0 | 0 | 0 | 0 | 110.6 | 0 | 0 | 0 | 0
7170 | 110.29 | 56.3 | 56.3 | -12.28 | 1.04 | 132.72 | 1 | 110.6 | 33.18 | 0 | 0 | 0 | 0 | 0 | 0 | 0 | 0 | 0 | 0 | 110.6 | 0 | 0 | 0 | 0
7170 | 110.29 | 56.3 | 56.3 | -12.28 | 1.04 | 132.72 | 1 | 110.6 | 33.18 | 0 | 0 | 0 | 0 | 0 | 0 | 0 | 0 | 0 | 0 | 110.6 | 0 | 0 | 0 | 0
7157 | 110.29 | 54.93 | 56.3 | -12.28 | 1.04 | 132.72 | 1 | 110.6 | 33.18 | 0 | 0 | 0 | 0 | 0 | 0 | 0 | 0 | 0 | 0 | 110.6 | 0 | 0 | 0 | 0
7157 | 110.29 | 45.65 | 56.3 | -12.28 | 1.04 | 132.72 | 1 | 110.6 | 33.2 | 0 | 0 | 0 | 0 | 0 | 0 | 0 | 0 | 0 | 0 | 110.6 | 0 | 0 | 0 | 0
7157 | 87.48 | 44.65 | 44.65 | -9.74 | 1.04 | 105.26 | 1 | 87.72 | 26.32 | 0 | 0 | 0 | 0 | 0 | 0 | 0 | 0 | 0 | 0 | 87.72 | 0 | 0 | 0 | 0
7170 | 87.48 | 44.65 | 44.65 | -9.74 | 1.04 | 105.26 | 1 | 87.72 | 26.3 | 0 | 0 | 0 | 0 | 0 | 0 | 0 | 0 | 0 | 0 | 87.72 | 0 | 0 | 0 | 0
7170 | 333.76 | 130.81 | 178.59 | -38.95 | 1.04 | 421.04 | 1 | 350.87 | 105.26 | 0 | 0 | 0 | 0 | 0 | 0 | 0 | 0 | 0 | 0 | 350.87 | 0 | 0 | 0 | 0
7400 | 6.88 | 3.51 | 3.51 | -0.77 | 1.03 | 8.28 | 1 | 6.9 | 2.07 | 0 | 0 | 0 | 0 | 0 | 0 | 0 | 0 | 0 | 0 | 6.9 | 0 | 0 | 0 | 0
7400 | 47.87 | 13.81 | 24.43 | -5.33 | 1.03 | 57.6 | 1 | 48 | 14.4 | 0 | 0 | 0 | 0 | 0 | 0 | 0 | 0 | 0 | 0 | 48 | 0 | 0 | 0 | 0
7400 | 0 | 0 | 2.55 | -0.55 | 1.03 | 6 | 0 | 5 | 1.5 | 0 | 0 | 0 | 0 | 0 | 0 | 0 | 0 | 0 | 0 | 5 | 0 | 0 | 0 | 0
7400 | 34.9 | 17.81 | 17.81 | -3.88 | 1.03 | 42 | 1 | 35 | 10.5 | 0 | 0 | 0 | 0 | 0 | 0 | 0 | 0 | 0 | 0 | 35 | 0 | 0 | 0 | 0
7400 | 7.48 | 3.82 | 3.82 | -0.83 | 1.03 | 9 | 1 | 7.5 | 2.25 | 0 | 0 | 0 | 0 | 0 | 0 | 0 | 0 | 0 | 0 | 7.5 | 0 | 0 | 0 | 0
7400 | 230.31 | 49.08 | 117.55 | -25.64 | 1.03 | 277.14 | 1 | 230.95 | 69.28 | 0 | 0 | 0 | 0 | 0 | 0 | 0 | 0 | 0 | 0 | 230.95 | 0 | 0 | 0 | 0
7400 | 230.31 | 42.27 | 117.55 | -25.64 | 1.03 | 277.14 | 1 | 230.95 | 69.28 | 0 | 0 | 0 | 0 | 0 | 0 | 0 | 0 | 0 | 0 | 230.95 | 0 | 0 | 0 | 0
7400 | 230.31 | 76.74 | 117.55 | -25.64 | 1.03 | 277.14 | 1 | 230.95 | 69.28 | 0 | 0 | 0 | 0 | 0 | 0 | 0 | 0 | 0 | 0 | 230.95 | 0 | 0 | 0 | 0
7400 | 230.31 | 117.55 | 117.55 | -25.64 | 1.03 | 277.14 | 1 | 230.95 | 69.28 | 0 | 0 | 0 | 0 | 0 | 0 | 0 | 0 | 0 | 0 | 230.95 | 0 | 0 | 0 | 0
7208 | 0 | 0 | 2.04 | -0.44 | 1.04 | 4.8 | 0 | 4 | 1.2 | 0 | 0 | 0 | 0 | 0 | 0 | 0 | 0 | 0 | 0 | 4 | 0 | 0 | 0 | 0
7208 | 762.86 | 84.91 | 389.39 | -84.92 | 1.04 | 918 | 1 | 765 | 229.5 | 0 | 0 | 0 | 0 | 0 | 0 | 0 | 0 | 0 | 0 | 765 | 0 | 0 | 0 | 0
7208 | 762.86 | 111.04 | 389.39 | -84.92 | 1.04 | 918 | 1 | 765 | 229.5 | 0 | 0 | 0 | 0 | 0 | 0 | 0 | 0 | 0 | 0 | 765 | 0 | 0 | 0 | 0
7208 | 178 | 29.21 | 90.86 | -19.81 | 1.04 | 214.2 | 1 | 178.5 | 53.55 | 0 | 0 | 0 | 0 | 0 | 0 | 0 | 0 | 0 | 0 | 178.5 | 0 | 0 | 0 | 0
7208 | 178 | 40.97 | 90.86 | -19.81 | 1.04 | 214.2 | 1 | 178.5 | 53.55 | 0 | 0 | 0 | 0 | 0 | 0 | 0 | 0 | 0 | 0 | 178.5 | 0 | 0 | 0 | 0
7208 | 178 | 26.57 | 90.86 | -19.81 | 1.04 | 214.2 | 1 | 178.5 | 53.55 | 0 | 0 | 0 | 0 | 0 | 0 | 0 | 0 | 0 | 0 | 178.5 | 0 | 0 | 0 | 0
7138 | 303.75 | -33.81 | 155.04 | -33.81 | 1.01 | 365.52 | 1 | 304.6 | 91.38 | 0 | 0 | 0 | 0 | 0 | 0 | 0 | 0 | 0 | 0 | 304.6 | 0 | 0 | 0 | 0
7138 | 90.39 | -10.06 | 46.14 | -10.06 | 1.01 | 108.77 | 1 | 90.64 | 27.19 | 0 | 0 | 0 | 0 | 0 | 0 | 0 | 0 | 0 | 0 | 90.64 | 0 | 0 | 0 | 0
7138 | 90.39 | -10.06 | 46.14 | -10.06 | 1.01 | 108.77 | 1 | 90.64 | 27.19 | 0 | 0 | 0 | 0 | 0 | 0 | 0 | 0 | 0 | 0 | 90.64 | 0 | 0 | 0 | 0
7138 | 90.39 | -10.06 | 46.14 | -10.06 | 1.01 | 108.77 | 1 | 90.64 | 27.19 | 0 | 0 | 0 | 0 | 0 | 0 | 0 | 0 | 0 | 0 | 90.64 | 0 | 0 | 0 | 0
7138 | 180.77 | -20.12 | 92.27 | -20.12 | 1.01 | 217.54 | 1 | 181.28 | 54.38 | 0 | 0 | 0 | 0 | 0 | 0 | 0 | 0 | 0 | 0 | 181.28 | 0 | 0 | 0 | 0
7400 | 0 | 0 | 13.08 | -2.85 | 1.04 | 30.84 | 0 | 25.7 | 7.71 | 0 | 0 | 0 | 0 | 0 | 0 | 0 | 0 | 0 | 0 | 25.7 | 0 | 0 | 0 | 0
7400 | 0 | 0 | 7.64 | -1.67 | 1.04 | 18 | 0 | 15 | 4.5 | 0 | 0 | 0 | 0 | 0 | 0 | 0 | 0 | 0 | 0 | 15 | 0 | 0 | 0 | 0
7400 | 0 | 0 | 0 | 0 | 1.04 | 9 | 0 | 7.5 | 2.25 | 0 | 0 | 0 | 0 | 0 | 0 | 0 | 0 | 0 | 0 | 7.5 | 0 | 0 | 0 | 0
7400 | 21.22 | 0 | 0 | 0 | 1.04 | 33.96 | 1 | 21.22 | 21.22 | 0 | 0 | 0 | 0 | 0 | 0 | 0 | 0 | 0 | 0 | 28.3 | 0 | 0 | 0 | 0
7400 | 21.22 | 0 | 0 | 0 | 1.04 | 33.96 | 1 | 21.22 | 21.22 | 0 | 0 | 0 | 0 | 0 | 0 | 0 | 0 | 0 | 0 | 28.3 | 0 | 0 | 0 | 0
7400 | 21.22 | 0 | 0 | 0 | 1.04 | 33.96 | 1 | 21.22 | 21.22 | 0 | 0 | 0 | 0 | 0 | 0 | 0 | 0 | 0 | 0 | 28.3 | 0 | 0 | 0 | 0
7400 | 21.22 | 0 | 0 | 0 | 1.04 | 33.96 | 1 | 21.22 | 21.22 | 0 | 0 | 0 | 0 | 0 | 0 | 0 | 0 | 0 | 0 | 28.3 | 0 | 0 | 0 | 0
7400 | 42.45 | 0 | 0 | 0 | 1.04 | 67.92 | 1 | 42.45 | 42.45 | 0 | 0 | 0 | 0 | 0 | 0 | 0 | 0 | 0 | 0 | 56.6 | 0 | 0 | 0 | 0
7406 | 96.41 | 49.21 | 49.21 | -10.73 | 1.04 | 116.02 | 1 | 96.68 | 29 | 0 | 0 | 0 | 0 | 0 | 0 | 0 | 0 | 0 | 0 | 96.68 | 0 | 0 | 0 | 0
7406 | 96.41 | 49.21 | 49.21 | -10.73 | 1.04 | 116.02 | 1 | 96.68 | 29 | 0 | 0 | 0 | 0 | 0 | 0 | 0 | 0 | 0 | 0 | 96.68 | 0 | 0 | 0 | 0
7406 | 0 | 0 | 49.21 | -10.73 | 1.04 | 116.02 | 0 | 96.68 | 29 | 0 | 0 | 0 | 0 | 0 | 0 | 0 | 0 | 0 | 0 | 96.68 | 0 | 0 | 0 | 0
7406 | 96.41 | 49.21 | 49.21 | -10.73 | 1.04 | 116.02 | 1 | 96.68 | 29 | 0 | 0 | 0 | 0 | 0 | 0 | 0 | 0 | 0 | 0 | 96.68 | 0 | 0 | 0 | 0
7406 | 192.83 | 98.42 | 98.42 | -21.46 | 1.04 | 232.04 | 1 | 193.37 | 58.01 | 0 | 0 | 0 | 0 | 0 | 0 | 0 | 0 | 0 | 0 | 193.37 | 0 | 0 | 0 | 0
7422 | 37.82 | -13.82 | 63.36 | -13.82 | 1.02 | 149.37 | 1 | 124.48 | 37.34 | 0 | 0 | 0 | 0 | 0 | 0 | 0 | 0 | 0 | 0 | 124.47 | 0 | 0 | 0 | 0
7422 | 37.82 | -13.82 | 63.36 | -13.82 | 1.02 | 149.37 | 1 | 124.48 | 37.34 | 0 | 0 | 0 | 0 | 0 | 0 | 0 | 0 | 0 | 0 | 124.47 | 0 | 0 | 0 | 0
7422 | 37.82 | -13.82 | 63.36 | -13.82 | 1.02 | 149.37 | 1 | 124.48 | 37.34 | 0 | 0 | 0 | 0 | 0 | 0 | 0 | 0 | 0 | 0 | 124.47 | 0 | 0 | 0 | 0
7422 | 37.82 | -13.82 | 63.36 | -13.82 | 1.02 | 149.37 | 1 | 124.48 | 37.34 | 0 | 0 | 0 | 0 | 0 | 0 | 0 | 0 | 0 | 0 | 124.47 | 0 | 0 | 0 | 0
7069 | 30.97 | 42.25 | 51.87 | -11.31 | 1.04 | 122.28 | 1 | 101.9 | 30.57 | 0 | 0 | 0 | 0 | 0 | 0 | 0 | 0 | 0 | 0 | 101.9 | 0 | 0 | 0 | 0
7400 | 0 | 0 | 2.19 | -0.57 | 1.04 | 5.64 | 0 | 4.7 | 1.41 | 0 | 0 | 0 | 0 | 0 | 0 | 0 | 0 | 0 | 0 | 4.7 | 0 | 0 | 0 | 0
7400 | 137.81 | 153.88 | 211.33 | -55.33 | 1.04 | 544.2 | 1 | 453.5 | 136.05 | 0 | 0 | 0 | 0 | 0 | 0 | 0 | 0 | 0 | 0 | 453.5 | 0 | 0 | 0 | 0
7353 | 312.95 | 139.37 | 159.74 | -34.83 | 1.04 | 376.59 | 1 | 313.83 | 94.15 | 0 | 0 | 0 | 0 | 0 | 0 | 0 | 0 | 0 | 0 | 313.83 | 0 | 0 | 0 | 0
7353 | 312.95 | 60.08 | 159.74 | -34.83 | 1.04 | 376.59 | 1 | 313.83 | 94.15 | 0 | 0 | 0 | 0 | 0 | 0 | 0 | 0 | 0 | 0 | 313.83 | 0 | 0 | 0 | 0
7353 | 312.95 | 47.25 | 159.74 | -34.83 | 1.04 | 376.59 | 1 | 313.83 | 94.15 | 0 | 0 | 0 | 0 | 0 | 0 | 0 | 0 | 0 | 0 | 313.83 | 0 | 0 | 0 | 0
7353 | 312.95 | 49.14 | 159.74 | -34.83 | 1.04 | 376.59 | 1 | 313.83 | 94.15 | 0 | 0 | 0 | 0 | 0 | 0 | 0 | 0 | 0 | 0 | 313.83 | 0 | 0 | 0 | 0
7353 | 594.84 | 76.49 | 348.26 | -75.95 | 1.04 | 821.04 | 1 | 684.2 | 205.26 | 0 | 0 | 0 | 0 | 0 | 0 | 0 | 0 | 0 | 0 | 684.2 | 0 | 0 | 0 | 0
7353 | 591.07 | 124.13 | 348.26 | -75.95 | 1.04 | 821.04 | 1 | 684.2 | 205.26 | 0 | 0 | 0 | 0 | 0 | 0 | 0 | 0 | 0 | 0 | 684.2 | 0 | 0 | 0 | 0
7353 | 591.07 | 123.23 | 348.26 | -75.95 | 1.04 | 821.04 | 1 | 684.2 | 205.26 | 0 | 0 | 0 | 0 | 0 | 0 | 0 | 0 | 0 | 0 | 684.2 | 0 | 0 | 0 | 0
7353 | 591.02 | 128.79 | 348.26 | -75.95 | 1.04 | 821.04 | 1 | 684.2 | 205 | 0 | 0 | 0 | 0 | 0 | 0 | 0 | 0 | 0 | 0 | 684.2 | 0 | 0 | 0 | 0
7353 | 16.25 | 8.3 | 8.3 | -1.81 | 1.04 | 19.56 | 1 | 16.3 | 4.89 | 0 | 0 | 0 | 0 | 0 | 0 | 0 | 0 | 0 | 0 | 16.3 | 0 | 0 | 0 | 0
7353 | 224.57 | 39.17 | 114.63 | -25 | 1.04 | 270.24 | 1 | 225.2 | 67.56 | 0 | 0 | 0 | 0 | 0 | 0 | 0 | 0 | 0 | 0 | 225.2 | 0 | 0 | 0 | 0
7353 | 224.57 | 86.67 | 114.63 | -25 | 1.04 | 270.24 | 1 | 225.2 | 67.56 | 0 | 0 | 0 | 0 | 0 | 0 | 0 | 0 | 0 | 0 | 225.2 | 0 | 0 | 0 | 0
7353 | 224.57 | 52.95 | 114.63 | -25 | 1.04 | 270.24 | 1 | 225.2 | 67.56 | 0 | 0 | 0 | 0 | 0 | 0 | 0 | 0 | 0 | 0 | 225.2 | 0 | 0 | 0 | 0
7353 | 102.41 | 32.4 | 52.27 | -11.4 | 1.04 | 123.24 | 1 | 102.7 | 30.81 | 0 | 0 | 0 | 0 | 0 | 0 | 0 | 0 | 0 | 0 | 102.7 | 0 | 0 | 0 | 0
7400 | 106.97 | 32.85 | 54.6 | -11.91 | 1.04 | 128.72 | 1 | 107.27 | 32.18 | 0 | 0 | 0 | 0 | 0 | 0 | 0 | 0 | 0 | 0 | 107.27 | 0 | 0 | 0 | 0
7400 | 106.97 | 26.39 | 54.6 | -11.91 | 1.04 | 128.72 | 1 | 107.27 | 32.18 | 0 | 0 | 0 | 0 | 0 | 0 | 0 | 0 | 0 | 0 | 107.27 | 0 | 0 | 0 | 0
7400 | 106.97 | 31.59 | 54.6 | -11.91 | 1.04 | 128.72 | 1 | 107.27 | 32.18 | 0 | 0 | 0 | 0 | 0 | 0 | 0 | 0 | 0 | 0 | 107.27 | 0 | 0 | 0 | 0
7400 | 106.97 | 33.74 | 54.6 | -11.91 | 1.04 | 128.72 | 1 | 107.27 | 32.18 | 0 | 0 | 0 | 0 | 0 | 0 | 0 | 0 | 0 | 0 | 107.27 | 0 | 0 | 0 | 0
7400 | 106.97 | 54.6 | 54.6 | -11.91 | 1.04 | 128.72 | 1 | 107.27 | 32.18 | 0 | 0 | 0 | 0 | 0 | 0 | 0 | 0 | 0 | 0 | 107.27 | 0 | 0 | 0 | 0
7400 | 106.97 | 41.49 | 54.6 | -11.91 | 1.04 | 128.72 | 1 | 107.27 | 32.18 | 0 | 0 | 0 | 0 | 0 | 0 | 0 | 0 | 0 | 0 | 107.27 | 0 | 0 | 0 | 0
7375 | 183.15 | 40.55 | 93.48 | -20.39 | 1.04 | 220.39 | 1 | 183.66 | 55.1 | 0 | 0 | 0 | 0 | 0 | 0 | 0 | 0 | 0 | 0 | 183.66 | 0 | 0 | 0 | 0
7400 | 183.15 | 44.01 | 93.48 | -20.39 | 1.04 | 220.39 | 1 | 183.66 | 55.1 | 0 | 0 | 0 | 0 | 0 | 0 | 0 | 0 | 0 | 0 | 183.66 | 0 | 0 | 0 | 0
7400 | 183.15 | 56.14 | 93.48 | -20.39 | 1.04 | 220.39 | 1 | 183.66 | 55.1 | 0 | 0 | 0 | 0 | 0 | 0 | 0 | 0 | 0 | 0 | 183.66 | 0 | 0 | 0 | 0
7400 | 183.15 | 45.67 | 93.48 | -20.39 | 1.04 | 220.39 | 1 | 183.66 | 55.1 | 0 | 0 | 0 | 0 | 0 | 0 | 0 | 0 | 0 | 0 | 183.66 | 0 | 0 | 0 | 0
7400 | 183.15 | 49.27 | 93.48 | -20.39 | 1.04 | 220.39 | 1 | 183.66 | 55.1 | 0 | 0 | 0 | 0 | 0 | 0 | 0 | 0 | 0 | 0 | 183.66 | 0 | 0 | 0 | 0
7157 | 541.28 | 276.29 | 276.29 | -60.25 | 1.04 | 651.36 | 1 | 542.8 | 162.84 | 0 | 0 | 0 | 0 | 0 | 0 | 0 | 0 | 0 | 0 | 542.8 | 0 | 0 | 0 | 0
7400 | 71.8 | -7.99 | 36.65 | -7.99 | 1 | 86.4 | 1 | 72 | 21.6 | 0 | 0 | 0 | 0 | 0 | 0 | 0 | 0 | 0 | 0 | 72 | 0 | 0 | 0 | 0
7400 | 71.8 | -7.99 | 36.65 | -7.99 | 1 | 86.4 | 1 | 72 | 21.6 | 0 | 0 | 0 | 0 | 0 | 0 | 0 | 0 | 0 | 0 | 72 | 0 | 0 | 0 | 0
7400 | 71.8 | -7.99 | 36.65 | -7.99 | 1 | 86.4 | 1 | 72 | 21.6 | 0 | 0 | 0 | 0 | 0 | 0 | 0 | 0 | 0 | 0 | 72 | 0 | 0 | 0 | 0
7400 | 71.8 | -7.99 | 36.65 | -7.99 | 1 | 86.4 | 1 | 72 | 21.6 | 0 | 0 | 0 | 0 | 0 | 0 | 0 | 0 | 0 | 0 | 72 | 0 | 0 | 0 | 0
7400 | 143.6 | -15.98 | 73.3 | -15.98 | 1 | 172.8 | 1 | 144 | 43.2 | 0 | 0 | 0 | 0 | 0 | 0 | 0 | 0 | 0 | 0 | 144 | 0 | 0 | 0 | 0
7400 | 445.15 | -49.55 | 227.22 | -49.55 | 1 | 535.68 | 1 | 446.4 | 133.92 | 0 | 0 | 0 | 0 | 0 | 0 | 0 | 0 | 0 | 0 | 446.4 | 0 | 0 | 0 | 0
7406 | 62.92 | 32.12 | 32.12 | -7 | 1.04 | 75.72 | 1 | 63.1 | 18.93 | 0 | 0 | 0 | 0 | 0 | 0 | 0 | 0 | 0 | 0 | 63.1 | 0 | 0 | 0 | 0
7406 | 309.13 | 157.79 | 157.79 | -34.41 | 1.04 | 372 | 1 | 310 | 93 | 0 | 0 | 0 | 0 | 0 | 0 | 0 | 0 | 0 | 0 | 310 | 0 | 0 | 0 | 0
7406 | 102.11 | 52.12 | 52.12 | -11.37 | 1.03 | 122.88 | 1 | 102.4 | 30.72 | 0 | 0 | 0 | 0 | 0 | 0 | 0 | 0 | 0 | 0 | 102.4 | 0 | 0 | 0 | 0
7259 | 87.95 | 12.12 | 44.89 | -9.79 | 1 | 105.84 | 1 | 88.2 | 26.46 | 0 | 0 | 0 | 0 | 0 | 0 | 0 | 0 | 0 | 0 | 88.2 | 0 | 0 | 0 | 0
7259 | 87.95 | 12.12 | 44.89 | -9.79 | 1 | 105.84 | 1 | 88.2 | 26.46 | 0 | 0 | 0 | 0 | 0 | 0 | 0 | 0 | 0 | 0 | 88.2 | 0 | 0 | 0 | 0
7422 | 2.07 | 3.46 | 3.46 | -0.75 | 1.04 | 8.16 | 1 | 6.8 | 2.04 | 0 | 0 | 0 | 0 | 0 | 0 | 0 | 0 | 0 | 0 | 6.8 | 0 | 0 | 0 | 0
7422 | 52.33 | 50.12 | 87.65 | -19.11 | 1.04 | 206.64 | 1 | 172.2 | 51.66 | 0 | 0 | 0 | 0 | 0 | 0 | 0 | 0 | 0 | 0 | 172.2 | 0 | 0 | 0 | 0
7422 | 52.33 | 50.12 | 87.65 | -19.11 | 1.04 | 206.64 | 1 | 172.2 | 51.66 | 0 | 0 | 0 | 0 | 0 | 0 | 0 | 0 | 0 | 0 | 172.2 | 0 | 0 | 0 | 0
7422 | 34.19 | 50.12 | 57.26 | -12.49 | 1.04 | 135 | 1 | 112.5 | 33.75 | 0 | 0 | 0 | 0 | 0 | 0 | 0 | 0 | 0 | 0 | 112.5 | 0 | 0 | 0 | 0
7422 | 34.19 | 50.12 | 57.26 | -12.49 | 1.04 | 135 | 1 | 112.5 | 33.75 | 0 | 0 | 0 | 0 | 0 | 0 | 0 | 0 | 0 | 0 | 112.5 | 0 | 0 | 0 | 0
7422 | 34.19 | 50.12 | 57.26 | -12.49 | 1.04 | 135 | 1 | 112.5 | 33.75 | 0 | 0 | 0 | 0 | 0 | 0 | 0 | 0 | 0 | 0 | 112.5 | 0 | 0 | 0 | 0
7422 | 34.19 | 50.12 | 57.26 | -12.49 | 1.04 | 135 | 1 | 112.5 | 33.75 | 0 | 0 | 0 | 0 | 0 | 0 | 0 | 0 | 0 | 0 | 112.5 | 0 | 0 | 0 | 0
7422 | 58.07 | 50.12 | 97.27 | -21.21 | 1.04 | 229.32 | 1 | 191.1 | 57.33 | 0 | 0 | 0 | 0 | 0 | 0 | 0 | 0 | 0 | 0 | 191.1 | 0 | 0 | 0 | 0
7422 | 52.33 | 50.12 | 87.65 | -19.11 | 1.04 | 206.64 | 1 | 172.2 | 51.66 | 0 | 0 | 0 | 0 | 0 | 0 | 0 | 0 | 0 | 0 | 172.2 | 0 | 0 | 0 | 0
7422 | 52.33 | 50.12 | 87.65 | -19.11 | 1.04 | 206.64 | 1 | 172.2 | 51.66 | 0 | 0 | 0 | 0 | 0 | 0 | 0 | 0 | 0 | 0 | 172.2 | 0 | 0 | 0 | 0
7422 | 52.33 | 50.12 | 87.65 | -19.11 | 1.04 | 206.64 | 1 | 172.2 | 51.66 | 0 | 0 | 0 | 0 | 0 | 0 | 0 | 0 | 0 | 0 | 172.2 | 0 | 0 | 0 | 0
7428 | 30.55 | 27.28 | 51.16 | -11.16 | 1.04 | 120.62 | 1 | 100.52 | 30.16 | 0 | 0 | 0 | 0 | 0 | 0 | 0 | 0 | 0 | 0 | 100.52 | 0 | 0 | 0 | 0
7428 | 39.5 | 27.28 | 66.17 | -14.43 | 1.04 | 156 | 1 | 130 | 39 | 0 | 0 | 0 | 0 | 0 | 0 | 0 | 0 | 0 | 0 | 130 | 0 | 0 | 0 | 0
7428 | 39.5 | 27.28 | 66.17 | -14.43 | 1.04 | 156 | 1 | 130 | 39 | 0 | 0 | 0 | 0 | 0 | 0 | 0 | 0 | 0 | 0 | 130 | 0 | 0 | 0 | 0
7428 | 30.55 | 27.28 | 51.16 | -11.16 | 1.04 | 120.62 | 1 | 100.52 | 30.16 | 0 | 0 | 0 | 0 | 0 | 0 | 0 | 0 | 0 | 0 | 100.52 | 0 | 0 | 0 | 0
7428 | 30.55 | 27.28 | 51.16 | -11.16 | 1.04 | 120.62 | 1 | 100.52 | 30.16 | 0 | 0 | 0 | 0 | 0 | 0 | 0 | 0 | 0 | 0 | 100.52 | 0 | 0 | 0 | 0
7428 | 30.55 | 27.28 | 51.16 | -11.16 | 1.04 | 120.62 | 1 | 100.52 | 30.16 | 0 | 0 | 0 | 0 | 0 | 0 | 0 | 0 | 0 | 0 | 100.52 | 0 | 0 | 0 | 0
7428 | 30.55 | 27.28 | 51.16 | -11.16 | 1.04 | 120.62 | 1 | 100.52 | 30.16 | 0 | 0 | 0 | 0 | 0 | 0 | 0 | 0 | 0 | 0 | 100.52 | 0 | 0 | 0 | 0
7428 | 30.55 | 27.28 | 51.16 | -11.16 | 1.04 | 120.62 | 1 | 100.52 | 30.16 | 0 | 0 | 0 | 0 | 0 | 0 | 0 | 0 | 0 | 0 | 100.52 | 0 | 0 | 0 | 0
7428 | 22.79 | 27.28 | 38.17 | -8.33 | 1.04 | 90 | 1 | 75 | 22.5 | 0 | 0 | 0 | 0 | 0 | 0 | 0 | 0 | 0 | 0 | 75 | 0 | 0 | 0 | 0
7428 | 0 | 0 | 41.23 | -8.99 | 1.04 | 97.2 | 0 | 81 | 24.3 | 0 | 0 | 0 | 0 | 0 | 0 | 0 | 0 | 0 | 0 | 81 | 0 | 0 | 0 | 0
7428 | 3.56 | 5.96 | 5.96 | -1.3 | 1.04 | 14.04 | 1 | 11.7 | 3.51 | 0 | 0 | 0 | 0 | 0 | 0 | 0 | 0 | 0 | 0 | 11.7 | 0 | 0 | 0 | 0
7157 | 33 | 0 | 0 | 0 | 1.04 | 52.8 | 1 | 33 | 33 | 0 | 0 | 0 | 0 | 0 | 0 | 0 | 0 | 0 | 0 | 44 | 0 | 0 | 0 | 0
8033 | 0 | 0 | 119.58 | -26.08 | 1.04 | 281.91 | 0 | 234.93 | 70.48 | 0 | 0 | 0 | 0 | 0 | 0 | 0 | 0 | 0 | 0 | 234.93 | 0 | 0 | 0 | 0
7157 | 0 | 0 | 119.58 | -26.08 | 1.04 | 281.91 | 0 | 234.93 | 70.48 | 0 | 0 | 0 | 0 | 0 | 0 | 0 | 0 | 0 | 0 | 234.93 | 0 | 0 | 0 | 0
7157 | 0 | 0 | 119.58 | -26.08 | 1.04 | 281.91 | 0 | 234.93 | 70.48 | 0 | 0 | 0 | 0 | 0 | 0 | 0 | 0 | 0 | 0 | 234.93 | 0 | 0 | 0 | 0
7157 | 0 | 0 | 119.58 | -26.08 | 1.04 | 281.91 | 0 | 234.93 | 70.48 | 0 | 0 | 0 | 0 | 0 | 0 | 0 | 0 | 0 | 0 | 234.93 | 0 | 0 | 0 | 0
8070 | 172.19 | -19.17 | 87.89 | -19.17 | 1.01 | 207.2 | 1 | 172.67 | 51.8 | 0 | 0 | 0 | 0 | 0 | 0 | 0 | 0 | 0 | 0 | 172.67 | 0 | 0 | 0 | 0
8070 | 0 | 0 | 87.89 | -19.17 | 1.01 | 207.2 | 0 | 172.67 | 51.8 | 0 | 0 | 0 | 0 | 0 | 0 | 0 | 0 | 0 | 0 | 172.67 | 0 | 0 | 0 | 0
8070 | 172.19 | 87.89 | 87.89 | -19.17 | 1.04 | 207.2 | 1 | 172.67 | 51.8 | 0 | 0 | 0 | 0 | 0 | 0 | 0 | 0 | 0 | 0 | 172.67 | 0 | 0 | 0 | 0
8070 | 172.19 | -19.17 | 87.89 | -19.17 | 1.01 | 207.2 | 1 | 172.67 | 51.8 | 0 | 0 | 0 | 0 | 0 | 0 | 0 | 0 | 0 | 0 | 172.67 | 0 | 0 | 0 | 0
8070 | 0 | 0 | 87.89 | -19.17 | 1.01 | 207.2 | 0 | 172.67 | 51.8 | 0 | 0 | 0 | 0 | 0 | 0 | 0 | 0 | 0 | 0 | 172.67 | 0 | 0 | 0 | 0
8070 | 0 | 0 | 87.89 | -19.17 | 1.01 | 207.2 | 0 | 172.67 | 51.8 | 0 | 0 | 0 | 0 | 0 | 0 | 0 | 0 | 0 | 0 | 172.67 | 0 | 0 | 0 | 0
8060 | 0 | 0 | 276.52 | -72.39 | 1 | 712.08 | 0 | 593.4 | 178.02 | 0 | 0 | 0 | 0 | 0 | 0 | 0 | 0 | 0 | 0 | 593.4 | 0 | 0 | 0 | 0
8060 | 0 | 0 | 276.52 | -72.39 | 1 | 712.08 | 0 | 593.4 | 178.02 | 0 | 0 | 0 | 0 | 0 | 0 | 0 | 0 | 0 | 0 | 593.4 | 0 | 0 | 0 | 0
8070 | 0 | 0 | 431 | -112.84 | 1 | 1109.88 | 0 | 924.9 | 277.47 | 0 | 0 | 0 | 0 | 0 | 0 | 0 | 0 | 0 | 0 | 924.9 | 0 | 0 | 0 | 0
8070 | 922.32 | -81.81 | 431 | -112.84 | 1 | 1109.88 | 1 | 924.9 | 277.47 | 0 | 0 | 0 | 0 | 0 | 0 | 0 | 0 | 0 | 0 | 924.9 | 0 | 0 | 0 | 0
8077 | 234.24 | 11.1 | 119.56 | -26.07 | 1.03 | 281.88 | 1 | 234.9 | 70.47 | 0 | 0 | 0 | 0 | 0 | 0 | 0 | 0 | 0 | 0 | 234.9 | 0 | 0 | 0 | 0
8077 | 234.24 | 9.48 | 119.56 | -26.07 | 1.03 | 281.88 | 1 | 234.9 | 70.47 | 0 | 0 | 0 | 0 | 0 | 0 | 0 | 0 | 0 | 0 | 234.9 | 0 | 0 | 0 | 0
8077 | 234.24 | 10.99 | 119.56 | -26.07 | 1.03 | 281.88 | 1 | 234.9 | 70.47 | 0 | 0 | 0 | 0 | 0 | 0 | 0 | 0 | 0 | 0 | 234.9 | 0 | 0 | 0 | 0
8077 | 234.24 | 10.4 | 119.56 | -26.07 | 1.03 | 281.88 | 1 | 234.9 | 70.47 | 0 | 0 | 0 | 0 | 0 | 0 | 0 | 0 | 0 | 0 | 234.9 | 0 | 0 | 0 | 0
8087 | 0 | 0 | 418.33 | -109.52 | 1.04 | 1077.24 | 0 | 897.7 | 269.31 | 0 | 0 | 0 | 0 | 0 | 0 | 0 | 0 | 0 | 0 | 897.7 | 0 | 0 | 0 | 0
8087 | 895.19 | 157.09 | 418.33 | -109.52 | 1.04 | 1077.24 | 1 | 897.7 | 269.31 | 0 | 0 | 0 | 0 | 0 | 0 | 0 | 0 | 0 | 0 | 897.7 | 0 | 0 | 0 | 0
8116 | 85.5 | 0 | 0 | 0 | 1.04 | 136.8 | 1 | 85.5 | 85.5 | 0 | 0 | 0 | 0 | 0 | 0 | 0 | 0 | 0 | 0 | 114 | 0 | 0 | 0 | 0
8116 | 0 | 0 | 4.66 | -1.22 | 1.04 | 12 | 0 | 10 | 3 | 0 | 0 | 0 | 0 | 0 | 0 | 0 | 0 | 0 | 0 | 10 | 0 | 0 | 0 | 0
8116 | 0 | 0 | 163.89 | -42.91 | 1.04 | 422.04 | 0 | 351.7 | 105.51 | 0 | 0 | 0 | 0 | 0 | 0 | 0 | 0 | 0 | 0 | 351.7 | 0 | 0 | 0 | 0
8116 | 227.51 | 90.76 | 163.89 | -42.91 | 1.04 | 422.04 | 1 | 351.7 | 105.51 | 0 | 0 | 0 | 0 | 0 | 0 | 0 | 0 | 0 | 0 | 351.7 | 0 | 0 | 0 | 0
8129 | 658.16 | -38.52 | 307.56 | -80.52 | 1.03 | 792 | 1 | 660 | 198 | 0 | 0 | 0 | 0 | 0 | 0 | 0 | 0 | 0 | 0 | 660 | 0 | 0 | 0 | 0
8129 | 658.16 | -4.37 | 307.56 | -80.52 | 1.03 | 792 | 1 | 660 | 198 | 0 | 0 | 0 | 0 | 0 | 0 | 0 | 0 | 0 | 0 | 660 | 0 | 0 | 0 | 0
8129 | 658.16 | -27.45 | 307.56 | -80.52 | 1.03 | 792 | 1 | 660 | 198 | 0 | 0 | 0 | 0 | 0 | 0 | 0 | 0 | 0 | 0 | 660 | 0 | 0 | 0 | 0
8060 | 0 | 0 | 1.86 | -0.49 | 1.03 | 4.8 | 0 | 4 | 1.2 | 0 | 0 | 0 | 0 | 0 | 0 | 0 | 0 | 0 | 0 | 4 | 0 | 0 | 0 | 0
8060 | 0 | 0 | 111.51 | -29.19 | 1.03 | 287.16 | 0 | 239.3 | 71.79 | 0 | 0 | 0 | 0 | 0 | 0 | 0 | 0 | 0 | 0 | 239.3 | 0 | 0 | 0 | 0
8033 | 0 | 0 | 11.2 | -2.44 | 1 | 26.4 | 0 | 22 | 6.6 | 0 | 0 | 0 | 0 | 0 | 0 | 0 | 0 | 0 | 0 | 22 | 0 | 0 | 0 | 0
8087 | 0 | 0 | 81.36 | -21.3 | 1 | 209.52 | 0 | 174.6 | 52.38 | 0 | 0 | 0 | 0 | 0 | 0 | 0 | 0 | 0 | 0 | 174.6 | 0 | 0 | 0 | 0
8087 | 174.11 | -21.3 | 81.36 | -21.3 | 1 | 209.52 | 1 | 174.6 | 52.38 | 0 | 0 | 0 | 0 | 0 | 0 | 0 | 0 | 0 | 0 | 174.6 | 0 | 0 | 0 | 0
8033 | 0 | 0 | 53.44 | -11.65 | 1 | 126 | 0 | 105 | 31.5 | 0 | 0 | 0 | 0 | 0 | 0 | 0 | 0 | 0 | 0 | 105 | 0 | 0 | 0 | 0
8033 | 0 | 0 | 49.98 | -10.9 | 1 | 117.84 | 0 | 98.2 | 29.46 | 0 | 0 | 0 | 0 | 0 | 0 | 0 | 0 | 0 | 0 | 98.2 | 0 | 0 | 0 | 0

## Branch
fbus | tbus | r | x | b | rateA | rateB | rateC | ratio | angle | status | angmin | angmax | Pf | Qf | Pt | Qt | mu_Sf | mu_St | mu_angmin | mu_angmax
4003 | 4040 | 0.01209 | 0.07809 | 0 | 250 | 0 | 0 | 0 | 0 | 1 | 0 | 0 | -171.51 | 5.85 | 175.11 | 15.86 | 0 | 0 | 0 | 0
4007 | 4122 | 0.00469 | 0.02091 | 0 | 221 | 0 | 0 | 0 | 0 | 1 | 0 | 0 | -110.47 | -9.72 | 111.05 | 11.99 | 0 | 0 | 0 | 0
4079 | 4040 | 0.00457 | 0.03186 | 0 | 300 | 0 | 0 | 0 | 0 | 1 | 0 | 0 | -173.88 | -10.93 | 175.25 | 19.92 | 0 | 0 | 0 | 0
4079 | 4040 | 0.00457 | 0.03186 | 0 | 300 | 0 | 0 | 0 | 0 | 1 | 0 | 0 | -173.88 | -10.93 | 175.25 | 19.92 | 0 | 0 | 0 | 0
4079 | 4040 | 0.00457 | 0.03186 | 0 | 300 | 0 | 0 | 0 | 0 | 1 | 0 | 0 | -173.88 | -10.93 | 175.25 | 19.92 | 0 | 0 | 0 | 0
4088 | 4042 | 0.00312 | 0.02015 | 0 | 250 | 0 | 0 | 0 | 0 | 1 | 0 | 0 | -143.02 | 76.02 | 143.81 | -71.32 | 0 | 0 | 0 | 0
4088 | 4042 | 0.00312 | 0.02015 | 0 | 250 | 0 | 0 | 0 | 0 | 1 | 0 | 0 | -143.02 | 76.02 | 143.81 | -71.32 | 0 | 0 | 0 | 0
4103 | 4003 | 0.00838 | 0.05414 | 0 | 221 | 0 | 0 | 0 | 0 | 1 | 0 | 0 | -49.12 | 25.6 | 49.38 | -24.98 | 0 | 0 | 0 | 0
4103 | 4003 | 0.00838 | 0.05414 | 0 | 221 | 0 | 0 | 0 | 0 | 1 | 0 | 0 | -49.12 | 25.6 | 49.38 | -24.98 | 0 | 0 | 0 | 0
5003 | 5181 | 0.00233 | 0.01026 | 0 | 187 | 0 | 0 | 0 | 0 | 1 | 0 | 0 | -41.79 | -9.68 | 41.84 | 9.4 | 0 | 0 | 0 | 0
5022 | 5441 | 0.00341 | 0.02594 | 0 | 409 | 0 | 0 | 0 | 0 | 1 | 0 | 0 | 241.57 | -10.46 | -239.56 | 24.35 | 0 | 0 | 0 | 0
5022 | 5441 | 0.00341 | 0.02594 | 0 | 409 | 0 | 0 | 0 | 0 | 1 | 0 | 0 | 241.57 | -10.46 | -239.56 | 24.35 | 0 | 0 | 0 | 0
5161 | 5181 | 0.00545 | 0.02401 | 0 | 187 | 0 | 0 | 0 | 0 | 1 | 0 | 0 | -18.96 | 93.24 | 19.45 | -92.21 | 0 | 0 | 0 | 0
5250 | 5385 | 0.00149 | 0.0113 | 0 | 500 | 0 | 0 | 0 | 0 | 1 | 0 | 0 | -232.44 | -23.42 | 233.26 | 29 | 0 | 0 | 0 | 0
5250 | 5385 | 0.00149 | 0.0113 | 0 | 500 | 0 | 0 | 0 | 0 | 1 | 0 | 0 | -232.44 | -23.42 | 233.26 | 29 | 0 | 0 | 0 | 0
5250 | 5385 | 0.00149 | 0.0113 | 0 | 500 | 0 | 0 | 0 | 0 | 1 | 0 | 0 | -232.44 | -23.42 | 233.26 | 29 | 0 | 0 | 0 | 0
5250 | 5385 | 0.00149 | 0.0113 | 0 | 500 | 0 | 0 | 0 | 0 | 1 | 0 | 0 | -232.44 | -23.42 | 233.26 | 29 | 0 | 0 | 0 | 0
5307 | 5224 | 0.00171 | 0.01303 | 0 | 310 | 0 | 0 | 0 | 0 | 1 | 0 | 0 | 145.89 | 58.61 | -145.47 | -56.09 | 0 | 0 | 0 | 0
5480 | 5048 | 0.00268 | 0.02037 | 0 | 310 | 0 | 0 | 0 | 0 | 1 | 0 | 0 | -105.58 | -2.39 | 105.89 | 3.64 | 0 | 0 | 0 | 0
5480 | 5048 | 0.00268 | 0.02037 | 0 | 310 | 0 | 0 | 0 | 0 | 1 | 0 | 0 | -105.58 | -2.39 | 105.89 | 3.64 | 0 | 0 | 0 | 0
5480 | 5048 | 0.00268 | 0.02037 | 0 | 310 | 0 | 0 | 0 | 0 | 1 | 0 | 0 | -105.58 | -2.39 | 105.89 | 3.64 | 0 | 0 | 0 | 0
5480 | 5048 | 0.00268 | 0.02037 | 0 | 310 | 0 | 0 | 0 | 0 | 1 | 0 | 0 | -105.58 | -2.39 | 105.89 | 3.64 | 0 | 0 | 0 | 0
6061 | 6035 | 0.00446 | 0.03049 | 0 | 221 | 0 | 0 | 0 | 0 | 1 | 0 | 0 | -106.07 | -2.44 | 106.59 | 5.47 | 0 | 0 | 0 | 0
6061 | 6035 | 0.00446 | 0.03049 | 0 | 221 | 0 | 0 | 0 | 0 | 1 | 0 | 0 | -106.07 | -2.44 | 106.59 | 5.47 | 0 | 0 | 0 | 0
7039 | 7101 | 0.00285 | 0.01988 | 0 | 221 | 0 | 0 | 0 | 0 | 1 | 0 | 0 | 103.6 | -1.22 | -103.3 | 3.04 | 0 | 0 | 0 | 0
7039 | 7101 | 0.00285 | 0.01988 | 0 | 221 | 0 | 0 | 0 | 0 | 1 | 0 | 0 | 103.6 | -1.22 | -103.3 | 3.04 | 0 | 0 | 0 | 0
7039 | 7101 | 0.00285 | 0.01988 | 0 | 221 | 0 | 0 | 0 | 0 | 1 | 0 | 0 | 103.6 | -1.22 | -103.3 | 3.04 | 0 | 0 | 0 | 0
7051 | 7181 | 0.00631 | 0.03605 | 0 | 98 | 0 | 0 | 0 | 0 | 1 | 0 | 0 | 60.72 | 16.9 | -60.47 | -15.96 | 0 | 0 | 0 | 0
7075 | 7004 | 0.00199 | 0.01386 | 0 | 250 | 0 | 0 | 0 | 0 | 1 | 0 | 0 | -144.32 | 55.33 | 144.78 | -52.34 | 0 | 0 | 0 | 0
7075 | 7004 | 0.00199 | 0.01386 | 0 | 250 | 0 | 0 | 0 | 0 | 1 | 0 | 0 | -144.32 | 55.33 | 144.78 | -52.34 | 0 | 0 | 0 | 0
7075 | 7004 | 0.00199 | 0.01386 | 0 | 250 | 0 | 0 | 0 | 0 | 1 | 0 | 0 | -144.32 | 55.33 | 144.78 | -52.34 | 0 | 0 | 0 | 0
7075 | 7387 | 0.01167 | 0.07976 | 0 | 221 | 0 | 0 | 0 | 0 | 1 | 0 | 0 | 99.1 | 31.03 | -97.87 | -23.97 | 0 | 0 | 0 | 0
7075 | 7387 | 0.01167 | 0.07976 | 0 | 221 | 0 | 0 | 0 | 0 | 1 | 0 | 0 | 99.1 | 31.03 | -97.87 | -23.97 | 0 | 0 | 0 | 0
7091 | 7259 | 0.00587 | 0.04091 | 0 | 221 | 0 | 0 | 0 | 0 | 1 | 0 | 0 | -76.19 | 66.12 | 76.77 | -62.78 | 0 | 0 | 0 | 0
7091 | 7259 | 0.00587 | 0.04091 | 0 | 221 | 0 | 0 | 0 | 0 | 1 | 0 | 0 | -76.19 | 66.12 | 76.77 | -62.78 | 0 | 0 | 0 | 0
7145 | 7404 | 0.01139 | 0.06841 | 0 | 221 | 0 | 0 | 0 | 0 | 1 | 0 | 0 | 2.62 | 56.8 | -2.26 | -55.57 | 0 | 0 | 0 | 0
7246 | 7410 | 0.00919 | 0.06404 | 0 | 221 | 0 | 0 | 0 | 0 | 1 | 0 | 0 | -83.94 | -3.54 | 84.62 | 7.26 | 0 | 0 | 0 | 0
7246 | 7410 | 0.00919 | 0.06404 | 0 | 221 | 0 | 0 | 0 | 0 | 1 | 0 | 0 | -83.94 | -3.54 | 84.62 | 7.26 | 0 | 0 | 0 | 0
7343 | 7012 | 0.00603 | 0.04198 | 0 | 221 | 0 | 0 | 0 | 0 | 1 | 0 | 0 | 34.49 | -3.36 | -34.42 | 3.23 | 0 | 0 | 0 | 0
8095 | 8140 | 0.01066 | 0.02604 | 0 | 250 | 0 | 0 | 0 | 0 | 1 | 0 | 0 | 25.56 | -14.26 | -25.46 | 14.15 | 0 | 0 | 0 | 0
1001 | 3048 | 0 | 0.11167 | 0 | 99999 | 99999 | 99999 | 1 | 0 | 1 | -360 | 360 | 0 | 0 | 0 | 0 | 0 | 0 | 0 | 0
1001 | 1081 | 0 | 0.12905 | 0 | 99999 | 99999 | 99999 | 1 | 0 | 1 | -360 | 360 | 0 | 0 | 0 | 0 | 0 | 0 | 0 | 0
1048 | 1081 | 0 | 0.21435 | 0 | 99999 | 99999 | 99999 | 1 | 0 | 1 | -360 | 360 | 0 | 0 | 0 | 0 | 0 | 0 | 0 | 0
1081 | 3048 | 0 | 0.164 | 0 | 99999 | 99999 | 99999 | 1 | 0 | 1 | -360 | 360 | 0 | 0 | 0 | 0 | 0 | 0 | 0 | 0
1081 | 3060 | 0 | 0.67379 | 0 | 99999 | 99999 | 99999 | 1 | 0 | 1 | -360 | 360 | 0 | 0 | 0 | 0 | 0 | 0 | 0 | 0
1081 | 3051 | 0 | 0.24343 | 0 | 99999 | 99999 | 99999 | 1 | 0 | 1 | -360 | 360 | 0 | 0 | 0 | 0 | 0 | 0 | 0 | 0
1081 | 3055 | 0 | 0.5524 | 0 | 99999 | 99999 | 99999 | 1 | 0 | 1 | -360 | 360 | 0 | 0 | 0 | 0 | 0 | 0 | 0 | 0
2001 | 8129 | 0 | 0.21593 | 0 | 99999 | 99999 | 99999 | 1 | 0 | 1 | -360 | 360 | 0 | 0 | 0 | 0 | 0 | 0 | 0 | 0
2001 | 2115 | 0 | 0.47489 | 0 | 99999 | 99999 | 99999 | 1 | 0 | 1 | -360 | 360 | 0 | 0 | 0 | 0 | 0 | 0 | 0 | 0
2001 | 2103 | 0 | 0.66563 | 0 | 99999 | 99999 | 99999 | 1 | 0 | 1 | -360 | 360 | 0 | 0 | 0 | 0 | 0 | 0 | 0 | 0
2001 | 2004 | 0 | 0.46086 | 0 | 99999 | 99999 | 99999 | 1 | 0 | 1 | -360 | 360 | 0 | 0 | 0 | 0 | 0 | 0 | 0 | 0
2004 | 8129 | 0 | 0.19587 | 0 | 99999 | 99999 | 99999 | 1 | 0 | 1 | -360 | 360 | 0 | 0 | 0 | 0 | 0 | 0 | 0 | 0
2004 | 5465 | 0 | 0.58067 | 0 | 99999 | 99999 | 99999 | 1 | 0 | 1 | -360 | 360 | 0 | 0 | 0 | 0 | 0 | 0 | 0 | 0
2004 | 5444 | 0 | 0.5159 | 0 | 99999 | 99999 | 99999 | 1 | 0 | 1 | -360 | 360 | 0 | 0 | 0 | 0 | 0 | 0 | 0 | 0
2004 | 5385 | 0 | 0.56059 | 0 | 99999 | 99999 | 99999 | 1 | 0 | 1 | -360 | 360 | 0 | 0 | 0 | 0 | 0 | 0 | 0 | 0
2004 | 5351 | 0 | 0.51326 | 0 | 99999 | 99999 | 99999 | 1 | 0 | 1 | -360 | 360 | 0 | 0 | 0 | 0 | 0 | 0 | 0 | 0
2004 | 5103 | 0 | 0.51238 | 0 | 99999 | 99999 | 99999 | 1 | 0 | 1 | -360 | 360 | 0 | 0 | 0 | 0 | 0 | 0 | 0 | 0
2004 | 5305 | 0 | 0.62606 | 0 | 99999 | 99999 | 99999 | 1 | 0 | 1 | -360 | 360 | 0 | 0 | 0 | 0 | 0 | 0 | 0 | 0
2004 | 5234 | 0 | 0.74294 | 0 | 99999 | 99999 | 99999 | 1 | 0 | 1 | -360 | 360 | 0 | 0 | 0 | 0 | 0 | 0 | 0 | 0
2004 | 2115 | 0 | 0.4489 | 0 | 99999 | 99999 | 99999 | 1 | 0 | 1 | -360 | 360 | 0 | 0 | 0 | 0 | 0 | 0 | 0 | 0
2004 | 2103 | 0 | 0.080542 | 0 | 99999 | 99999 | 99999 | 1 | 0 | 1 | -360 | 360 | 0 | 0 | 0 | 0 | 0 | 0 | 0 | 0
2004 | 5084 | 0 | 0.38844 | 0 | 99999 | 99999 | 99999 | 1 | 0 | 1 | -360 | 360 | 0 | 0 | 0 | 0 | 0 | 0 | 0 | 0
2008 | 2019 | 0 | 0.28574 | 0 | 99999 | 99999 | 99999 | 1 | 0 | 1 | -360 | 360 | 0 | 0 | 0 | 0 | 0 | 0 | 0 | 0
2019 | 3048 | 0 | 0.24947 | 0 | 99999 | 99999 | 99999 | 1 | 0 | 1 | -360 | 360 | 0 | 0 | 0 | 0 | 0 | 0 | 0 | 0
2019 | 2057 | 0 | 0.17551 | 0 | 99999 | 99999 | 99999 | 1 | 0 | 1 | -360 | 360 | 0 | 0 | 0 | 0 | 0 | 0 | 0 | 0
2057 | 5016 | 0 | 0.71973 | 0 | 99999 | 99999 | 99999 | 1 | 0 | 1 | -360 | 360 | 0 | 0 | 0 | 0 | 0 | 0 | 0 | 0
2057 | 5022 | 0 | 0.42686 | 0 | 99999 | 99999 | 99999 | 1 | 0 | 1 | -360 | 360 | 0 | 0 | 0 | 0 | 0 | 0 | 0 | 0
2057 | 3048 | 0 | 0.10351 | 0 | 99999 | 99999 | 99999 | 1 | 0 | 1 | -360 | 360 | 0 | 0 | 0 | 0 | 0 | 0 | 0 | 0
2057 | 5364 | 0 | 0.40658 | 0 | 99999 | 99999 | 99999 | 1 | 0 | 1 | -360 | 360 | 0 | 0 | 0 | 0 | 0 | 0 | 0 | 0
2057 | 5206 | 0 | 0.58323 | 0 | 99999 | 99999 | 99999 | 1 | 0 | 1 | -360 | 360 | 0 | 0 | 0 | 0 | 0 | 0 | 0 | 0
2103 | 8129 | 0 | 0.2643 | 0 | 99999 | 99999 | 99999 | 1 | 0 | 1 | -360 | 360 | 0 | 0 | 0 | 0 | 0 | 0 | 0 | 0
2103 | 5465 | 0 | 0.3673 | 0 | 99999 | 99999 | 99999 | 1 | 0 | 1 | -360 | 360 | 0 | 0 | 0 | 0 | 0 | 0 | 0 | 0
2103 | 5444 | 0 | 0.34369 | 0 | 99999 | 99999 | 99999 | 1 | 0 | 1 | -360 | 360 | 0 | 0 | 0 | 0 | 0 | 0 | 0 | 0
2103 | 5323 | 0 | 0.59285 | 0 | 99999 | 99999 | 99999 | 1 | 0 | 1 | -360 | 360 | 0 | 0 | 0 | 0 | 0 | 0 | 0 | 0
2103 | 5385 | 0 | 0.39452 | 0 | 99999 | 99999 | 99999 | 1 | 0 | 1 | -360 | 360 | 0 | 0 | 0 | 0 | 0 | 0 | 0 | 0
2103 | 5351 | 0 | 0.4244 | 0 | 99999 | 99999 | 99999 | 1 | 0 | 1 | -360 | 360 | 0 | 0 | 0 | 0 | 0 | 0 | 0 | 0
2103 | 5103 | 0 | 0.34627 | 0 | 99999 | 99999 | 99999 | 1 | 0 | 1 | -360 | 360 | 0 | 0 | 0 | 0 | 0 | 0 | 0 | 0
2103 | 5305 | 0 | 0.44113 | 0 | 99999 | 99999 | 99999 | 1 | 0 | 1 | -360 | 360 | 0 | 0 | 0 | 0 | 0 | 0 | 0 | 0
2103 | 5234 | 0 | 0.55796 | 0 | 99999 | 99999 | 99999 | 1 | 0 | 1 | -360 | 360 | 0 | 0 | 0 | 0 | 0 | 0 | 0 | 0
2103 | 5302 | 0 | 0.54309 | 0 | 99999 | 99999 | 99999 | 1 | 0 | 1 | -360 | 360 | 0 | 0 | 0 | 0 | 0 | 0 | 0 | 0
2103 | 5007 | 0 | 0.53806 | 0 | 99999 | 99999 | 99999 | 1 | 0 | 1 | -360 | 360 | 0 | 0 | 0 | 0 | 0 | 0 | 0 | 0
2103 | 2115 | 0 | 0.64976 | 0 | 99999 | 99999 | 99999 | 1 | 0 | 1 | -360 | 360 | 0 | 0 | 0 | 0 | 0 | 0 | 0 | 0
2103 | 5084 | 0 | 0.23769 | 0 | 99999 | 99999 | 99999 | 1 | 0 | 1 | -360 | 360 | 0 | 0 | 0 | 0 | 0 | 0 | 0 | 0
2115 | 8129 | 0 | 0.15672 | 0 | 99999 | 99999 | 99999 | 1 | 0 | 1 | -360 | 360 | 0 | 0 | 0 | 0 | 0 | 0 | 0 | 0
2115 | 5351 | 0 | 0.74031 | 0 | 99999 | 99999 | 99999 | 1 | 0 | 1 | -360 | 360 | 0 | 0 | 0 | 0 | 0 | 0 | 0 | 0
3002 | 6047 | 0 | 0.66887 | 0 | 99999 | 99999 | 99999 | 1 | 0 | 1 | -360 | 360 | 0 | 0 | 0 | 0 | 0 | 0 | 0 | 0
3002 | 6199 | 0 | 0.40547 | 0 | 99999 | 99999 | 99999 | 1 | 0 | 1 | -360 | 360 | 0 | 0 | 0 | 0 | 0 | 0 | 0 | 0
3002 | 6236 | 0 | 0.69931 | 0 | 99999 | 99999 | 99999 | 1 | 0 | 1 | -360 | 360 | 0 | 0 | 0 | 0 | 0 | 0 | 0 | 0
3006 | 5008 | 0 | 0.60129 | 0 | 99999 | 99999 | 99999 | 1 | 0 | 1 | -360 | 360 | 0 | 0 | 0 | 0 | 0 | 0 | 0 | 0
3006 | 3048 | 0 | 0.26156 | 0 | 99999 | 99999 | 99999 | 1 | 0 | 1 | -360 | 360 | 0 | 0 | 0 | 0 | 0 | 0 | 0 | 0
3048 | 5016 | 0 | 0.22885 | 0 | 99999 | 99999 | 99999 | 1 | 0 | 1 | -360 | 360 | 0 | 0 | 0 | 0 | 0 | 0 | 0 | 0
3048 | 5480 | 0 | 0.44212 | 0 | 99999 | 99999 | 99999 | 1 | 0 | 1 | -360 | 360 | 0 | 0 | 0 | 0 | 0 | 0 | 0 | 0
3048 | 5098 | 0 | 0.60011 | 0 | 99999 | 99999 | 99999 | 1 | 0 | 1 | -360 | 360 | 0 | 0 | 0 | 0 | 0 | 0 | 0 | 0
3048 | 5005 | 0 | 0.46725 | 0 | 99999 | 99999 | 99999 | 1 | 0 | 1 | -360 | 360 | 0 | 0 | 0 | 0 | 0 | 0 | 0 | 0
3048 | 8070 | 0 | 0.45805 | 0 | 99999 | 99999 | 99999 | 1 | 0 | 1 | -360 | 360 | 0 | 0 | 0 | 0 | 0 | 0 | 0 | 0
3048 | 5449 | 0 | 0.5445 | 0 | 99999 | 99999 | 99999 | 1 | 0 | 1 | -360 | 360 | 0 | 0 | 0 | 0 | 0 | 0 | 0 | 0
3048 | 5444 | 0 | 0.11428 | 0 | 99999 | 99999 | 99999 | 1 | 0 | 1 | -360 | 360 | 0 | 0 | 0 | 0 | 0 | 0 | 0 | 0
3048 | 5323 | 0 | 0.44584 | 0 | 99999 | 99999 | 99999 | 1 | 0 | 1 | -360 | 360 | 0 | 0 | 0 | 0 | 0 | 0 | 0 | 0
3048 | 5022 | 0 | 0.077001 | 0 | 99999 | 99999 | 99999 | 1 | 0 | 1 | -360 | 360 | 0 | 0 | 0 | 0 | 0 | 0 | 0 | 0
3048 | 5008 | 0 | 0.11458 | 0 | 99999 | 99999 | 99999 | 1 | 0 | 1 | -360 | 360 | 0 | 0 | 0 | 0 | 0 | 0 | 0 | 0
3048 | 5385 | 0 | 0.35895 | 0 | 99999 | 99999 | 99999 | 1 | 0 | 1 | -360 | 360 | 0 | 0 | 0 | 0 | 0 | 0 | 0 | 0
3048 | 5364 | 0 | 0.16183 | 0 | 99999 | 99999 | 99999 | 1 | 0 | 1 | -360 | 360 | 0 | 0 | 0 | 0 | 0 | 0 | 0 | 0
3048 | 5360 | 0 | 0.53173 | 0 | 99999 | 99999 | 99999 | 1 | 0 | 1 | -360 | 360 | 0 | 0 | 0 | 0 | 0 | 0 | 0 | 0
3048 | 5351 | 0 | 0.65712 | 0 | 99999 | 99999 | 99999 | 1 | 0 | 1 | -360 | 360 | 0 | 0 | 0 | 0 | 0 | 0 | 0 | 0
3048 | 5319 | 0 | 0.1819 | 0 | 99999 | 99999 | 99999 | 1 | 0 | 1 | -360 | 360 | 0 | 0 | 0 | 0 | 0 | 0 | 0 | 0
3048 | 6349 | 0 | 0.14086 | 0 | 99999 | 99999 | 99999 | 1 | 0 | 1 | -360 | 360 | 0 | 0 | 0 | 0 | 0 | 0 | 0 | 0
3048 | 5281 | 0 | 0.44404 | 0 | 99999 | 99999 | 99999 | 1 | 0 | 1 | -360 | 360 | 0 | 0 | 0 | 0 | 0 | 0 | 0 | 0
3048 | 5262 | 0 | 0.05104 | 0 | 99999 | 99999 | 99999 | 1 | 0 | 1 | -360 | 360 | 0 | 0 | 0 | 0 | 0 | 0 | 0 | 0
3048 | 5048 | 0 | 0.67327 | 0 | 99999 | 99999 | 99999 | 1 | 0 | 1 | -360 | 360 | 0 | 0 | 0 | 0 | 0 | 0 | 0 | 0
3048 | 6214 | 0 | 0.55122 | 0 | 99999 | 99999 | 99999 | 1 | 0 | 1 | -360 | 360 | 0 | 0 | 0 | 0 | 0 | 0 | 0 | 0
3048 | 6111 | 0 | 0.60198 | 0 | 99999 | 99999 | 99999 | 1 | 0 | 1 | -360 | 360 | 0 | 0 | 0 | 0 | 0 | 0 | 0 | 0
3048 | 8087 | 0 | 0.76547 | 0 | 99999 | 99999 | 99999 | 1 | 0 | 1 | -360 | 360 | 0 | 0 | 0 | 0 | 0 | 0 | 0 | 0
3048 | 5007 | 0 | 0.44807 | 0 | 99999 | 99999 | 99999 | 1 | 0 | 1 | -360 | 360 | 0 | 0 | 0 | 0 | 0 | 0 | 0 | 0
3048 | 5206 | 0 | 0.22929 | 0 | 99999 | 99999 | 99999 | 1 | 0 | 1 | -360 | 360 | 0 | 0 | 0 | 0 | 0 | 0 | 0 | 0
3048 | 5067 | 0 | 0.48072 | 0 | 99999 | 99999 | 99999 | 1 | 0 | 1 | -360 | 360 | 0 | 0 | 0 | 0 | 0 | 0 | 0 | 0
3048 | 3060 | 0 | 0.33833 | 0 | 99999 | 99999 | 99999 | 1 | 0 | 1 | -360 | 360 | 0 | 0 | 0 | 0 | 0 | 0 | 0 | 0
3048 | 3055 | 0 | 0.086209 | 0 | 99999 | 99999 | 99999 | 1 | 0 | 1 | -360 | 360 | 0 | 0 | 0 | 0 | 0 | 0 | 0 | 0
3051 | 4015 | 0 | 0.41857 | 0 | 99999 | 99999 | 99999 | 1 | 0 | 1 | -360 | 360 | 0 | 0 | 0 | 0 | 0 | 0 | 0 | 0
3055 | 5008 | 0 | 0.63152 | 0 | 99999 | 99999 | 99999 | 1 | 0 | 1 | -360 | 360 | 0 | 0 | 0 | 0 | 0 | 0 | 0 | 0
3055 | 3060 | 0 | 0.78068 | 0 | 99999 | 99999 | 99999 | 1 | 0 | 1 | -360 | 360 | 0 | 0 | 0 | 0 | 0 | 0 | 0 | 0
4002 | 4015 | 0 | 0.46363 | 0 | 99999 | 99999 | 99999 | 1 | 0 | 1 | -360 | 360 | 0 | 0 | 0 | 0 | 0 | 0 | 0 | 0
4005 | 4147 | 0 | 0.11355 | 0 | 99999 | 99999 | 99999 | 1 | 0 | 1 | -360 | 360 | 0 | 0 | 0 | 0 | 0 | 0 | 0 | 0
4005 | 4015 | 0 | 0.22335 | 0 | 99999 | 99999 | 99999 | 1 | 0 | 1 | -360 | 360 | 0 | 0 | 0 | 0 | 0 | 0 | 0 | 0
4007 | 4088 | 0 | 0.030306 | 0 | 99999 | 99999 | 99999 | 1 | 0 | 1 | -360 | 360 | 0 | 0 | 0 | 0 | 0 | 0 | 0 | 0
4007 | 4103 | 0 | 0.67942 | 0 | 99999 | 99999 | 99999 | 1 | 0 | 1 | -360 | 360 | 0 | 0 | 0 | 0 | 0 | 0 | 0 | 0
4007 | 4067 | 0 | 0.76937 | 0 | 99999 | 99999 | 99999 | 1 | 0 | 1 | -360 | 360 | 0 | 0 | 0 | 0 | 0 | 0 | 0 | 0
4007 | 4171 | 0 | 0.53381 | 0 | 99999 | 99999 | 99999 | 1 | 0 | 1 | -360 | 360 | 0 | 0 | 0 | 0 | 0 | 0 | 0 | 0
4007 | 4040 | 0 | 0.37386 | 0 | 99999 | 99999 | 99999 | 1 | 0 | 1 | -360 | 360 | 0 | 0 | 0 | 0 | 0 | 0 | 0 | 0
4015 | 4147 | 0 | 0.3522 | 0 | 99999 | 99999 | 99999 | 1 | 0 | 1 | -360 | 360 | 0 | 0 | 0 | 0 | 0 | 0 | 0 | 0
4017 | 7406 | 0 | 0.43313 | 0 | 99999 | 99999 | 99999 | 1 | 0 | 1 | -360 | 360 | 0 | 0 | 0 | 0 | 0 | 0 | 0 | 0
4017 | 4067 | 0 | 0.70004 | 0 | 99999 | 99999 | 99999 | 1 | 0 | 1 | -360 | 360 | 0 | 0 | 0 | 0 | 0 | 0 | 0 | 0
4017 | 4071 | 0 | 0.58144 | 0 | 99999 | 99999 | 99999 | 1 | 0 | 1 | -360 | 360 | 0 | 0 | 0 | 0 | 0 | 0 | 0 | 0
4017 | 4085 | 0 | 0.091297 | 0 | 99999 | 99999 | 99999 | 1 | 0 | 1 | -360 | 360 | 0 | 0 | 0 | 0 | 0 | 0 | 0 | 0
4017 | 4040 | 0 | 0.23217 | 0 | 99999 | 99999 | 99999 | 1 | 0 | 1 | -360 | 360 | 0 | 0 | 0 | 0 | 0 | 0 | 0 | 0
4017 | 4193 | 0 | 0.41574 | 0 | 99999 | 99999 | 99999 | 1 | 0 | 1 | -360 | 360 | 0 | 0 | 0 | 0 | 0 | 0 | 0 | 0
4017 | 4061 | 0 | 0.20454 | 0 | 99999 | 99999 | 99999 | 1 | 0 | 1 | -360 | 360 | 0 | 0 | 0 | 0 | 0 | 0 | 0 | 0
4040 | 4042 | 0 | 0.037216 | 0 | 99999 | 99999 | 99999 | 1 | 0 | 1 | -360 | 360 | 0 | 0 | 0 | 0 | 0 | 0 | 0 | 0
4040 | 4067 | 0 | 0.49973 | 0 | 99999 | 99999 | 99999 | 1 | 0 | 1 | -360 | 360 | 0 | 0 | 0 | 0 | 0 | 0 | 0 | 0
4040 | 4071 | 0 | 0.31512 | 0 | 99999 | 99999 | 99999 | 1 | 0 | 1 | -360 | 360 | 0 | 0 | 0 | 0 | 0 | 0 | 0 | 0
4040 | 4085 | 0 | 0.23256 | 0 | 99999 | 99999 | 99999 | 1 | 0 | 1 | -360 | 360 | 0 | 0 | 0 | 0 | 0 | 0 | 0 | 0
4040 | 4193 | 0 | 0.12246 | 0 | 99999 | 99999 | 99999 | 1 | 0 | 1 | -360 | 360 | 0 | 0 | 0 | 0 | 0 | 0 | 0 | 0
4040 | 4147 | 0 | 0.12447 | 0 | 99999 | 99999 | 99999 | 1 | 0 | 1 | -360 | 360 | 0 | 0 | 0 | 0 | 0 | 0 | 0 | 0
4042 | 4122 | 0 | 0.1843 | 0 | 99999 | 99999 | 99999 | 1 | 0 | 1 | -360 | 360 | 0 | 0 | 0 | 0 | 0 | 0 | 0 | 0
4042 | 4066 | 0 | 0.021053 | 0 | 99999 | 99999 | 99999 | 1 | 0 | 1 | -360 | 360 | 0 | 0 | 0 | 0 | 0 | 0 | 0 | 0
4042 | 4193 | 0 | 0.39254 | 0 | 99999 | 99999 | 99999 | 1 | 0 | 1 | -360 | 360 | 0 | 0 | 0 | 0 | 0 | 0 | 0 | 0
4042 | 4147 | 0 | 0.45673 | 0 | 99999 | 99999 | 99999 | 1 | 0 | 1 | -360 | 360 | 0 | 0 | 0 | 0 | 0 | 0 | 0 | 0
4061 | 7406 | 0 | 0.68062 | 0 | 99999 | 99999 | 99999 | 1 | 0 | 1 | -360 | 360 | 0 | 0 | 0 | 0 | 0 | 0 | 0 | 0
4061 | 4085 | 0 | 0.56258 | 0 | 99999 | 99999 | 99999 | 1 | 0 | 1 | -360 | 360 | 0 | 0 | 0 | 0 | 0 | 0 | 0 | 0
4066 | 4122 | 0 | 0.18776 | 0 | 99999 | 99999 | 99999 | 1 | 0 | 1 | -360 | 360 | 0 | 0 | 0 | 0 | 0 | 0 | 0 | 0
4066 | 4103 | 0 | 0.13794 | 0 | 99999 | 99999 | 99999 | 1 | 0 | 1 | -360 | 360 | 0 | 0 | 0 | 0 | 0 | 0 | 0 | 0
4066 | 4067 | 0 | 0.32037 | 0 | 99999 | 99999 | 99999 | 1 | 0 | 1 | -360 | 360 | 0 | 0 | 0 | 0 | 0 | 0 | 0 | 0
4067 | 4122 | 0 | 0.26884 | 0 | 99999 | 99999 | 99999 | 1 | 0 | 1 | -360 | 360 | 0 | 0 | 0 | 0 | 0 | 0 | 0 | 0
4067 | 4103 | 0 | 0.23863 | 0 | 99999 | 99999 | 99999 | 1 | 0 | 1 | -360 | 360 | 0 | 0 | 0 | 0 | 0 | 0 | 0 | 0
4067 | 4071 | 0 | 0.21493 | 0 | 99999 | 99999 | 99999 | 1 | 0 | 1 | -360 | 360 | 0 | 0 | 0 | 0 | 0 | 0 | 0 | 0
4067 | 4171 | 0 | 0.24095 | 0 | 99999 | 99999 | 99999 | 1 | 0 | 1 | -360 | 360 | 0 | 0 | 0 | 0 | 0 | 0 | 0 | 0
4067 | 4085 | 0 | 0.58248 | 0 | 99999 | 99999 | 99999 | 1 | 0 | 1 | -360 | 360 | 0 | 0 | 0 | 0 | 0 | 0 | 0 | 0
4067 | 4193 | 0 | 0.52769 | 0 | 99999 | 99999 | 99999 | 1 | 0 | 1 | -360 | 360 | 0 | 0 | 0 | 0 | 0 | 0 | 0 | 0
4071 | 4171 | 0 | 0.74291 | 0 | 99999 | 99999 | 99999 | 1 | 0 | 1 | -360 | 360 | 0 | 0 | 0 | 0 | 0 | 0 | 0 | 0
4071 | 4085 | 0 | 0.42646 | 0 | 99999 | 99999 | 99999 | 1 | 0 | 1 | -360 | 360 | 0 | 0 | 0 | 0 | 0 | 0 | 0 | 0
4071 | 4193 | 0 | 0.048563 | 0 | 99999 | 99999 | 99999 | 1 | 0 | 1 | -360 | 360 | 0 | 0 | 0 | 0 | 0 | 0 | 0 | 0
4079 | 4122 | 0 | 0.022456 | 0 | 99999 | 99999 | 99999 | 1 | 0 | 1 | -360 | 360 | 0 | 0 | 0 | 0 | 0 | 0 | 0 | 0
4085 | 4193 | 0 | 0.3097 | 0 | 99999 | 99999 | 99999 | 1 | 0 | 1 | -360 | 360 | 0 | 0 | 0 | 0 | 0 | 0 | 0 | 0
4103 | 4171 | 0 | 0.48266 | 0 | 99999 | 99999 | 99999 | 1 | 0 | 1 | -360 | 360 | 0 | 0 | 0 | 0 | 0 | 0 | 0 | 0
4147 | 7406 | 0 | 0.49494 | 0 | 99999 | 99999 | 99999 | 1 | 0 | 1 | -360 | 360 | 0 | 0 | 0 | 0 | 0 | 0 | 0 | 0
4147 | 6147 | 0 | 0.76442 | 0 | 99999 | 99999 | 99999 | 1 | 0 | 1 | -360 | 360 | 0 | 0 | 0 | 0 | 0 | 0 | 0 | 0
4171 | 4193 | 0 | 0.046929 | 0 | 99999 | 99999 | 99999 | 1 | 0 | 1 | -360 | 360 | 0 | 0 | 0 | 0 | 0 | 0 | 0 | 0
5003 | 5250 | 0 | 0.028444 | 0 | 99999 | 99999 | 99999 | 1 | 0 | 1 | -360 | 360 | 0 | 0 | 0 | 0 | 0 | 0 | 0 | 0
5003 | 5335 | 0 | 0.47878 | 0 | 99999 | 99999 | 99999 | 1 | 0 | 1 | -360 | 360 | 0 | 0 | 0 | 0 | 0 | 0 | 0 | 0
5003 | 5203 | 0 | 0.11833 | 0 | 99999 | 99999 | 99999 | 1 | 0 | 1 | -360 | 360 | 0 | 0 | 0 | 0 | 0 | 0 | 0 | 0
5003 | 5126 | 0 | 0.11503 | 0 | 99999 | 99999 | 99999 | 1 | 0 | 1 | -360 | 360 | 0 | 0 | 0 | 0 | 0 | 0 | 0 | 0
5003 | 5224 | 0 | 0.31923 | 0 | 99999 | 99999 | 99999 | 1 | 0 | 1 | -360 | 360 | 0 | 0 | 0 | 0 | 0 | 0 | 0 | 0
5003 | 5103 | 0 | 0.068088 | 0 | 99999 | 99999 | 99999 | 1 | 0 | 1 | -360 | 360 | 0 | 0 | 0 | 0 | 0 | 0 | 0 | 0
5004 | 5444 | 0 | 0.69429 | 0 | 99999 | 99999 | 99999 | 1 | 0 | 1 | -360 | 360 | 0 | 0 | 0 | 0 | 0 | 0 | 0 | 0
5004 | 5385 | 0 | 0.63418 | 0 | 99999 | 99999 | 99999 | 1 | 0 | 1 | -360 | 360 | 0 | 0 | 0 | 0 | 0 | 0 | 0 | 0
5004 | 5011 | 0 | 0.32019 | 0 | 99999 | 99999 | 99999 | 1 | 0 | 1 | -360 | 360 | 0 | 0 | 0 | 0 | 0 | 0 | 0 | 0
5005 | 5008 | 0 | 0.50775 | 0 | 99999 | 99999 | 99999 | 1 | 0 | 1 | -360 | 360 | 0 | 0 | 0 | 0 | 0 | 0 | 0 | 0
5007 | 5016 | 0 | 0.11116 | 0 | 99999 | 99999 | 99999 | 1 | 0 | 1 | -360 | 360 | 0 | 0 | 0 | 0 | 0 | 0 | 0 | 0
5007 | 5480 | 0 | 0.71492 | 0 | 99999 | 99999 | 99999 | 1 | 0 | 1 | -360 | 360 | 0 | 0 | 0 | 0 | 0 | 0 | 0 | 0
5007 | 5463 | 0 | 0.47116 | 0 | 99999 | 99999 | 99999 | 1 | 0 | 1 | -360 | 360 | 0 | 0 | 0 | 0 | 0 | 0 | 0 | 0
5007 | 5465 | 0 | 0.14306 | 0 | 99999 | 99999 | 99999 | 1 | 0 | 1 | -360 | 360 | 0 | 0 | 0 | 0 | 0 | 0 | 0 | 0
5007 | 5449 | 0 | 0.55612 | 0 | 99999 | 99999 | 99999 | 1 | 0 | 1 | -360 | 360 | 0 | 0 | 0 | 0 | 0 | 0 | 0 | 0
5007 | 5444 | 0 | 0.37522 | 0 | 99999 | 99999 | 99999 | 1 | 0 | 1 | -360 | 360 | 0 | 0 | 0 | 0 | 0 | 0 | 0 | 0
5007 | 5379 | 0 | 0.75051 | 0 | 99999 | 99999 | 99999 | 1 | 0 | 1 | -360 | 360 | 0 | 0 | 0 | 0 | 0 | 0 | 0 | 0
5007 | 5323 | 0 | 0.36953 | 0 | 99999 | 99999 | 99999 | 1 | 0 | 1 | -360 | 360 | 0 | 0 | 0 | 0 | 0 | 0 | 0 | 0
5007 | 5291 | 0 | 0.21669 | 0 | 99999 | 99999 | 99999 | 1 | 0 | 1 | -360 | 360 | 0 | 0 | 0 | 0 | 0 | 0 | 0 | 0
5007 | 5022 | 0 | 0.40849 | 0 | 99999 | 99999 | 99999 | 1 | 0 | 1 | -360 | 360 | 0 | 0 | 0 | 0 | 0 | 0 | 0 | 0
5007 | 5335 | 0 | 0.46438 | 0 | 99999 | 99999 | 99999 | 1 | 0 | 1 | -360 | 360 | 0 | 0 | 0 | 0 | 0 | 0 | 0 | 0
5007 | 5385 | 0 | 0.26994 | 0 | 99999 | 99999 | 99999 | 1 | 0 | 1 | -360 | 360 | 0 | 0 | 0 | 0 | 0 | 0 | 0 | 0
5007 | 5364 | 0 | 0.21479 | 0 | 99999 | 99999 | 99999 | 1 | 0 | 1 | -360 | 360 | 0 | 0 | 0 | 0 | 0 | 0 | 0 | 0
5007 | 5351 | 0 | 0.28813 | 0 | 99999 | 99999 | 99999 | 1 | 0 | 1 | -360 | 360 | 0 | 0 | 0 | 0 | 0 | 0 | 0 | 0
5007 | 5307 | 0 | 0.45206 | 0 | 99999 | 99999 | 99999 | 1 | 0 | 1 | -360 | 360 | 0 | 0 | 0 | 0 | 0 | 0 | 0 | 0
5007 | 5422 | 0 | 0.16124 | 0 | 99999 | 99999 | 99999 | 1 | 0 | 1 | -360 | 360 | 0 | 0 | 0 | 0 | 0 | 0 | 0 | 0
5007 | 5203 | 0 | 0.25607 | 0 | 99999 | 99999 | 99999 | 1 | 0 | 1 | -360 | 360 | 0 | 0 | 0 | 0 | 0 | 0 | 0 | 0
5007 | 5224 | 0 | 0.71534 | 0 | 99999 | 99999 | 99999 | 1 | 0 | 1 | -360 | 360 | 0 | 0 | 0 | 0 | 0 | 0 | 0 | 0
5007 | 5103 | 0 | 0.23862 | 0 | 99999 | 99999 | 99999 | 1 | 0 | 1 | -360 | 360 | 0 | 0 | 0 | 0 | 0 | 0 | 0 | 0
5007 | 5305 | 0 | 0.529 | 0 | 99999 | 99999 | 99999 | 1 | 0 | 1 | -360 | 360 | 0 | 0 | 0 | 0 | 0 | 0 | 0 | 0
5007 | 5234 | 0 | 0.40626 | 0 | 99999 | 99999 | 99999 | 1 | 0 | 1 | -360 | 360 | 0 | 0 | 0 | 0 | 0 | 0 | 0 | 0
5007 | 5206 | 0 | 0.38043 | 0 | 99999 | 99999 | 99999 | 1 | 0 | 1 | -360 | 360 | 0 | 0 | 0 | 0 | 0 | 0 | 0 | 0
5007 | 5067 | 0 | 0.47396 | 0 | 99999 | 99999 | 99999 | 1 | 0 | 1 | -360 | 360 | 0 | 0 | 0 | 0 | 0 | 0 | 0 | 0
5007 | 5084 | 0 | 0.40291 | 0 | 99999 | 99999 | 99999 | 1 | 0 | 1 | -360 | 360 | 0 | 0 | 0 | 0 | 0 | 0 | 0 | 0
5011 | 8001 | 0 | 0.38126 | 0 | 99999 | 99999 | 99999 | 1 | 0 | 1 | -360 | 360 | 0 | 0 | 0 | 0 | 0 | 0 | 0 | 0
5011 | 8087 | 0 | 0.31891 | 0 | 99999 | 99999 | 99999 | 1 | 0 | 1 | -360 | 360 | 0 | 0 | 0 | 0 | 0 | 0 | 0 | 0
5016 | 5480 | 0 | 0.1509 | 0 | 99999 | 99999 | 99999 | 1 | 0 | 1 | -360 | 360 | 0 | 0 | 0 | 0 | 0 | 0 | 0 | 0
5016 | 5463 | 0 | 0.15422 | 0 | 99999 | 99999 | 99999 | 1 | 0 | 1 | -360 | 360 | 0 | 0 | 0 | 0 | 0 | 0 | 0 | 0
5016 | 5098 | 0 | 0.59974 | 0 | 99999 | 99999 | 99999 | 1 | 0 | 1 | -360 | 360 | 0 | 0 | 0 | 0 | 0 | 0 | 0 | 0
5016 | 5465 | 0 | 0.25451 | 0 | 99999 | 99999 | 99999 | 1 | 0 | 1 | -360 | 360 | 0 | 0 | 0 | 0 | 0 | 0 | 0 | 0
5016 | 5449 | 0 | 0.18127 | 0 | 99999 | 99999 | 99999 | 1 | 0 | 1 | -360 | 360 | 0 | 0 | 0 | 0 | 0 | 0 | 0 | 0
5016 | 5444 | 0 | 0.23575 | 0 | 99999 | 99999 | 99999 | 1 | 0 | 1 | -360 | 360 | 0 | 0 | 0 | 0 | 0 | 0 | 0 | 0
5016 | 5379 | 0 | 0.032161 | 0 | 99999 | 99999 | 99999 | 1 | 0 | 1 | -360 | 360 | 0 | 0 | 0 | 0 | 0 | 0 | 0 | 0
5016 | 5323 | 0 | 0.11103 | 0 | 99999 | 99999 | 99999 | 1 | 0 | 1 | -360 | 360 | 0 | 0 | 0 | 0 | 0 | 0 | 0 | 0
5016 | 5440 | 0 | 0.18928 | 0 | 99999 | 99999 | 99999 | 1 | 0 | 1 | -360 | 360 | 0 | 0 | 0 | 0 | 0 | 0 | 0 | 0
5016 | 5291 | 0 | 0.095555 | 0 | 99999 | 99999 | 99999 | 1 | 0 | 1 | -360 | 360 | 0 | 0 | 0 | 0 | 0 | 0 | 0 | 0
5016 | 5447 | 0 | 0.23646 | 0 | 99999 | 99999 | 99999 | 1 | 0 | 1 | -360 | 360 | 0 | 0 | 0 | 0 | 0 | 0 | 0 | 0
5016 | 5441 | 0 | 0.37023 | 0 | 99999 | 99999 | 99999 | 1 | 0 | 1 | -360 | 360 | 0 | 0 | 0 | 0 | 0 | 0 | 0 | 0
5016 | 5373 | 0 | 0.095877 | 0 | 99999 | 99999 | 99999 | 1 | 0 | 1 | -360 | 360 | 0 | 0 | 0 | 0 | 0 | 0 | 0 | 0
5016 | 5022 | 0 | 0.12287 | 0 | 99999 | 99999 | 99999 | 1 | 0 | 1 | -360 | 360 | 0 | 0 | 0 | 0 | 0 | 0 | 0 | 0
5016 | 5335 | 0 | 0.185 | 0 | 99999 | 99999 | 99999 | 1 | 0 | 1 | -360 | 360 | 0 | 0 | 0 | 0 | 0 | 0 | 0 | 0
5016 | 5385 | 0 | 0.15632 | 0 | 99999 | 99999 | 99999 | 1 | 0 | 1 | -360 | 360 | 0 | 0 | 0 | 0 | 0 | 0 | 0 | 0
5016 | 5364 | 0 | 0.088063 | 0 | 99999 | 99999 | 99999 | 1 | 0 | 1 | -360 | 360 | 0 | 0 | 0 | 0 | 0 | 0 | 0 | 0
5016 | 5351 | 0 | 0.22069 | 0 | 99999 | 99999 | 99999 | 1 | 0 | 1 | -360 | 360 | 0 | 0 | 0 | 0 | 0 | 0 | 0 | 0
5016 | 5422 | 0 | 0.18005 | 0 | 99999 | 99999 | 99999 | 1 | 0 | 1 | -360 | 360 | 0 | 0 | 0 | 0 | 0 | 0 | 0 | 0
5016 | 5319 | 0 | 0.74451 | 0 | 99999 | 99999 | 99999 | 1 | 0 | 1 | -360 | 360 | 0 | 0 | 0 | 0 | 0 | 0 | 0 | 0
5016 | 5203 | 0 | 0.33513 | 0 | 99999 | 99999 | 99999 | 1 | 0 | 1 | -360 | 360 | 0 | 0 | 0 | 0 | 0 | 0 | 0 | 0
5016 | 5224 | 0 | 0.64909 | 0 | 99999 | 99999 | 99999 | 1 | 0 | 1 | -360 | 360 | 0 | 0 | 0 | 0 | 0 | 0 | 0 | 0
5016 | 5103 | 0 | 0.22349 | 0 | 99999 | 99999 | 99999 | 1 | 0 | 1 | -360 | 360 | 0 | 0 | 0 | 0 | 0 | 0 | 0 | 0
5016 | 5262 | 0 | 0.30478 | 0 | 99999 | 99999 | 99999 | 1 | 0 | 1 | -360 | 360 | 0 | 0 | 0 | 0 | 0 | 0 | 0 | 0
5016 | 5305 | 0 | 0.39842 | 0 | 99999 | 99999 | 99999 | 1 | 0 | 1 | -360 | 360 | 0 | 0 | 0 | 0 | 0 | 0 | 0 | 0
5016 | 5302 | 0 | 0.74612 | 0 | 99999 | 99999 | 99999 | 1 | 0 | 1 | -360 | 360 | 0 | 0 | 0 | 0 | 0 | 0 | 0 | 0
5016 | 5206 | 0 | 0.24179 | 0 | 99999 | 99999 | 99999 | 1 | 0 | 1 | -360 | 360 | 0 | 0 | 0 | 0 | 0 | 0 | 0 | 0
5016 | 5067 | 0 | 0.11178 | 0 | 99999 | 99999 | 99999 | 1 | 0 | 1 | -360 | 360 | 0 | 0 | 0 | 0 | 0 | 0 | 0 | 0
5016 | 5084 | 0 | 0.43001 | 0 | 99999 | 99999 | 99999 | 1 | 0 | 1 | -360 | 360 | 0 | 0 | 0 | 0 | 0 | 0 | 0 | 0
5022 | 5030 | 0 | 0.047433 | 0 | 99999 | 99999 | 99999 | 1 | 0 | 1 | -360 | 360 | 0 | 0 | 0 | 0 | 0 | 0 | 0 | 0
5022 | 5291 | 0 | 0.033068 | 0 | 99999 | 99999 | 99999 | 1 | 0 | 1 | -360 | 360 | 0 | 0 | 0 | 0 | 0 | 0 | 0 | 0
5022 | 5480 | 0 | 0.087579 | 0 | 99999 | 99999 | 99999 | 1 | 0 | 1 | -360 | 360 | 0 | 0 | 0 | 0 | 0 | 0 | 0 | 0
5022 | 5098 | 0 | 0.46358 | 0 | 99999 | 99999 | 99999 | 1 | 0 | 1 | -360 | 360 | 0 | 0 | 0 | 0 | 0 | 0 | 0 | 0
5022 | 5465 | 0 | 0.62383 | 0 | 99999 | 99999 | 99999 | 1 | 0 | 1 | -360 | 360 | 0 | 0 | 0 | 0 | 0 | 0 | 0 | 0
5022 | 5449 | 0 | 0.14724 | 0 | 99999 | 99999 | 99999 | 1 | 0 | 1 | -360 | 360 | 0 | 0 | 0 | 0 | 0 | 0 | 0 | 0
5022 | 5444 | 0 | 0.14806 | 0 | 99999 | 99999 | 99999 | 1 | 0 | 1 | -360 | 360 | 0 | 0 | 0 | 0 | 0 | 0 | 0 | 0
5022 | 5379 | 0 | 0.28018 | 0 | 99999 | 99999 | 99999 | 1 | 0 | 1 | -360 | 360 | 0 | 0 | 0 | 0 | 0 | 0 | 0 | 0
5022 | 5323 | 0 | 0.16126 | 0 | 99999 | 99999 | 99999 | 1 | 0 | 1 | -360 | 360 | 0 | 0 | 0 | 0 | 0 | 0 | 0 | 0
5022 | 5440 | 0 | 0.40635 | 0 | 99999 | 99999 | 99999 | 1 | 0 | 1 | -360 | 360 | 0 | 0 | 0 | 0 | 0 | 0 | 0 | 0
5022 | 5447 | 0 | 0.48713 | 0 | 99999 | 99999 | 99999 | 1 | 0 | 1 | -360 | 360 | 0 | 0 | 0 | 0 | 0 | 0 | 0 | 0
5022 | 5441 | 0 | 0.5128 | 0 | 99999 | 99999 | 99999 | 1 | 0 | 1 | -360 | 360 | 0 | 0 | 0 | 0 | 0 | 0 | 0 | 0
5022 | 5385 | 0 | 0.19993 | 0 | 99999 | 99999 | 99999 | 1 | 0 | 1 | -360 | 360 | 0 | 0 | 0 | 0 | 0 | 0 | 0 | 0
5022 | 5364 | 0 | 0.2059 | 0 | 99999 | 99999 | 99999 | 1 | 0 | 1 | -360 | 360 | 0 | 0 | 0 | 0 | 0 | 0 | 0 | 0
5022 | 5351 | 0 | 0.28698 | 0 | 99999 | 99999 | 99999 | 1 | 0 | 1 | -360 | 360 | 0 | 0 | 0 | 0 | 0 | 0 | 0 | 0
5022 | 5319 | 0 | 0.18249 | 0 | 99999 | 99999 | 99999 | 1 | 0 | 1 | -360 | 360 | 0 | 0 | 0 | 0 | 0 | 0 | 0 | 0
5022 | 5103 | 0 | 0.50112 | 0 | 99999 | 99999 | 99999 | 1 | 0 | 1 | -360 | 360 | 0 | 0 | 0 | 0 | 0 | 0 | 0 | 0
5022 | 5262 | 0 | 0.076735 | 0 | 99999 | 99999 | 99999 | 1 | 0 | 1 | -360 | 360 | 0 | 0 | 0 | 0 | 0 | 0 | 0 | 0
5022 | 5206 | 0 | 0.36143 | 0 | 99999 | 99999 | 99999 | 1 | 0 | 1 | -360 | 360 | 0 | 0 | 0 | 0 | 0 | 0 | 0 | 0
5022 | 5067 | 0 | 0.26641 | 0 | 99999 | 99999 | 99999 | 1 | 0 | 1 | -360 | 360 | 0 | 0 | 0 | 0 | 0 | 0 | 0 | 0
5030 | 5291 | 0 | 0.10475 | 0 | 99999 | 99999 | 99999 | 1 | 0 | 1 | -360 | 360 | 0 | 0 | 0 | 0 | 0 | 0 | 0 | 0
5037 | 5465 | 0 | 0.63466 | 0 | 99999 | 99999 | 99999 | 1 | 0 | 1 | -360 | 360 | 0 | 0 | 0 | 0 | 0 | 0 | 0 | 0
5037 | 5449 | 0 | 0.41201 | 0 | 99999 | 99999 | 99999 | 1 | 0 | 1 | -360 | 360 | 0 | 0 | 0 | 0 | 0 | 0 | 0 | 0
5037 | 5444 | 0 | 0.11855 | 0 | 99999 | 99999 | 99999 | 1 | 0 | 1 | -360 | 360 | 0 | 0 | 0 | 0 | 0 | 0 | 0 | 0
5037 | 5323 | 0 | 0.25825 | 0 | 99999 | 99999 | 99999 | 1 | 0 | 1 | -360 | 360 | 0 | 0 | 0 | 0 | 0 | 0 | 0 | 0
5037 | 5385 | 0 | 0.046118 | 0 | 99999 | 99999 | 99999 | 1 | 0 | 1 | -360 | 360 | 0 | 0 | 0 | 0 | 0 | 0 | 0 | 0
5037 | 5351 | 0 | 0.11724 | 0 | 99999 | 99999 | 99999 | 1 | 0 | 1 | -360 | 360 | 0 | 0 | 0 | 0 | 0 | 0 | 0 | 0
5037 | 5329 | 0 | 0.55354 | 0 | 99999 | 99999 | 99999 | 1 | 0 | 1 | -360 | 360 | 0 | 0 | 0 | 0 | 0 | 0 | 0 | 0
5037 | 5103 | 0 | 0.28329 | 0 | 99999 | 99999 | 99999 | 1 | 0 | 1 | -360 | 360 | 0 | 0 | 0 | 0 | 0 | 0 | 0 | 0
5037 | 5048 | 0 | 0.70632 | 0 | 99999 | 99999 | 99999 | 1 | 0 | 1 | -360 | 360 | 0 | 0 | 0 | 0 | 0 | 0 | 0 | 0
5048 | 5444 | 0 | 0.0223 | 0 | 99999 | 99999 | 99999 | 1 | 0 | 1 | -360 | 360 | 0 | 0 | 0 | 0 | 0 | 0 | 0 | 0
5048 | 5385 | 0 | 0.22904 | 0 | 99999 | 99999 | 99999 | 1 | 0 | 1 | -360 | 360 | 0 | 0 | 0 | 0 | 0 | 0 | 0 | 0
5048 | 5351 | 0 | 0.6485 | 0 | 99999 | 99999 | 99999 | 1 | 0 | 1 | -360 | 360 | 0 | 0 | 0 | 0 | 0 | 0 | 0 | 0
5048 | 5262 | 0 | 0.33136 | 0 | 99999 | 99999 | 99999 | 1 | 0 | 1 | -360 | 360 | 0 | 0 | 0 | 0 | 0 | 0 | 0 | 0
5053 | 5203 | 0 | 0.034411 | 0 | 99999 | 99999 | 99999 | 1 | 0 | 1 | -360 | 360 | 0 | 0 | 0 | 0 | 0 | 0 | 0 | 0
5053 | 5103 | 0 | 0.01212 | 0 | 99999 | 99999 | 99999 | 1 | 0 | 1 | -360 | 360 | 0 | 0 | 0 | 0 | 0 | 0 | 0 | 0
5053 | 5126 | 0 | 0.23705 | 0 | 99999 | 99999 | 99999 | 1 | 0 | 1 | -360 | 360 | 0 | 0 | 0 | 0 | 0 | 0 | 0 | 0
5053 | 5305 | 0 | 0.19179 | 0 | 99999 | 99999 | 99999 | 1 | 0 | 1 | -360 | 360 | 0 | 0 | 0 | 0 | 0 | 0 | 0 | 0
5053 | 5412 | 0 | 0.61285 | 0 | 99999 | 99999 | 99999 | 1 | 0 | 1 | -360 | 360 | 0 | 0 | 0 | 0 | 0 | 0 | 0 | 0
5053 | 5161 | 0 | 0.44493 | 0 | 99999 | 99999 | 99999 | 1 | 0 | 1 | -360 | 360 | 0 | 0 | 0 | 0 | 0 | 0 | 0 | 0
5053 | 5084 | 0 | 0.0088294 | 0 | 99999 | 99999 | 99999 | 1 | 0 | 1 | -360 | 360 | 0 | 0 | 0 | 0 | 0 | 0 | 0 | 0
5067 | 5480 | 0 | 0.49244 | 0 | 99999 | 99999 | 99999 | 1 | 0 | 1 | -360 | 360 | 0 | 0 | 0 | 0 | 0 | 0 | 0 | 0
5067 | 5463 | 0 | 0.76522 | 0 | 99999 | 99999 | 99999 | 1 | 0 | 1 | -360 | 360 | 0 | 0 | 0 | 0 | 0 | 0 | 0 | 0
5067 | 5465 | 0 | 0.5595 | 0 | 99999 | 99999 | 99999 | 1 | 0 | 1 | -360 | 360 | 0 | 0 | 0 | 0 | 0 | 0 | 0 | 0
5067 | 5449 | 0 | 0.23882 | 0 | 99999 | 99999 | 99999 | 1 | 0 | 1 | -360 | 360 | 0 | 0 | 0 | 0 | 0 | 0 | 0 | 0
5067 | 5444 | 0 | 0.29054 | 0 | 99999 | 99999 | 99999 | 1 | 0 | 1 | -360 | 360 | 0 | 0 | 0 | 0 | 0 | 0 | 0 | 0
5067 | 5323 | 0 | 0.12263 | 0 | 99999 | 99999 | 99999 | 1 | 0 | 1 | -360 | 360 | 0 | 0 | 0 | 0 | 0 | 0 | 0 | 0
5067 | 5440 | 0 | 0.40943 | 0 | 99999 | 99999 | 99999 | 1 | 0 | 1 | -360 | 360 | 0 | 0 | 0 | 0 | 0 | 0 | 0 | 0
5067 | 5385 | 0 | 0.17532 | 0 | 99999 | 99999 | 99999 | 1 | 0 | 1 | -360 | 360 | 0 | 0 | 0 | 0 | 0 | 0 | 0 | 0
5067 | 5364 | 0 | 0.36231 | 0 | 99999 | 99999 | 99999 | 1 | 0 | 1 | -360 | 360 | 0 | 0 | 0 | 0 | 0 | 0 | 0 | 0
5067 | 5351 | 0 | 0.34004 | 0 | 99999 | 99999 | 99999 | 1 | 0 | 1 | -360 | 360 | 0 | 0 | 0 | 0 | 0 | 0 | 0 | 0
5067 | 5103 | 0 | 0.34522 | 0 | 99999 | 99999 | 99999 | 1 | 0 | 1 | -360 | 360 | 0 | 0 | 0 | 0 | 0 | 0 | 0 | 0
5067 | 5262 | 0 | 0.35724 | 0 | 99999 | 99999 | 99999 | 1 | 0 | 1 | -360 | 360 | 0 | 0 | 0 | 0 | 0 | 0 | 0 | 0
5067 | 5305 | 0 | 0.43283 | 0 | 99999 | 99999 | 99999 | 1 | 0 | 1 | -360 | 360 | 0 | 0 | 0 | 0 | 0 | 0 | 0 | 0
5067 | 5084 | 0 | 0.61909 | 0 | 99999 | 99999 | 99999 | 1 | 0 | 1 | -360 | 360 | 0 | 0 | 0 | 0 | 0 | 0 | 0 | 0
5084 | 5351 | 0 | 0.17572 | 0 | 99999 | 99999 | 99999 | 1 | 0 | 1 | -360 | 360 | 0 | 0 | 0 | 0 | 0 | 0 | 0 | 0
5084 | 5126 | 0 | 0.19884 | 0 | 99999 | 99999 | 99999 | 1 | 0 | 1 | -360 | 360 | 0 | 0 | 0 | 0 | 0 | 0 | 0 | 0
5084 | 5305 | 0 | 0.08983 | 0 | 99999 | 99999 | 99999 | 1 | 0 | 1 | -360 | 360 | 0 | 0 | 0 | 0 | 0 | 0 | 0 | 0
5084 | 5412 | 0 | 0.42007 | 0 | 99999 | 99999 | 99999 | 1 | 0 | 1 | -360 | 360 | 0 | 0 | 0 | 0 | 0 | 0 | 0 | 0
5084 | 5161 | 0 | 0.3704 | 0 | 99999 | 99999 | 99999 | 1 | 0 | 1 | -360 | 360 | 0 | 0 | 0 | 0 | 0 | 0 | 0 | 0
5084 | 8129 | 0 | 0.44405 | 0 | 99999 | 99999 | 99999 | 1 | 0 | 1 | -360 | 360 | 0 | 0 | 0 | 0 | 0 | 0 | 0 | 0
5084 | 5465 | 0 | 0.16844 | 0 | 99999 | 99999 | 99999 | 1 | 0 | 1 | -360 | 360 | 0 | 0 | 0 | 0 | 0 | 0 | 0 | 0
5084 | 5449 | 0 | 0.45248 | 0 | 99999 | 99999 | 99999 | 1 | 0 | 1 | -360 | 360 | 0 | 0 | 0 | 0 | 0 | 0 | 0 | 0
5084 | 5444 | 0 | 0.15079 | 0 | 99999 | 99999 | 99999 | 1 | 0 | 1 | -360 | 360 | 0 | 0 | 0 | 0 | 0 | 0 | 0 | 0
5084 | 5323 | 0 | 0.25954 | 0 | 99999 | 99999 | 99999 | 1 | 0 | 1 | -360 | 360 | 0 | 0 | 0 | 0 | 0 | 0 | 0 | 0
5084 | 5385 | 0 | 0.18092 | 0 | 99999 | 99999 | 99999 | 1 | 0 | 1 | -360 | 360 | 0 | 0 | 0 | 0 | 0 | 0 | 0 | 0
5084 | 5103 | 0 | 0.15387 | 0 | 99999 | 99999 | 99999 | 1 | 0 | 1 | -360 | 360 | 0 | 0 | 0 | 0 | 0 | 0 | 0 | 0
5084 | 5234 | 0 | 0.31259 | 0 | 99999 | 99999 | 99999 | 1 | 0 | 1 | -360 | 360 | 0 | 0 | 0 | 0 | 0 | 0 | 0 | 0
5084 | 5302 | 0 | 0.23308 | 0 | 99999 | 99999 | 99999 | 1 | 0 | 1 | -360 | 360 | 0 | 0 | 0 | 0 | 0 | 0 | 0 | 0
5098 | 5480 | 0 | 0.57355 | 0 | 99999 | 99999 | 99999 | 1 | 0 | 1 | -360 | 360 | 0 | 0 | 0 | 0 | 0 | 0 | 0 | 0
5098 | 5444 | 0 | 0.22941 | 0 | 99999 | 99999 | 99999 | 1 | 0 | 1 | -360 | 360 | 0 | 0 | 0 | 0 | 0 | 0 | 0 | 0
5098 | 5379 | 0 | 0.59253 | 0 | 99999 | 99999 | 99999 | 1 | 0 | 1 | -360 | 360 | 0 | 0 | 0 | 0 | 0 | 0 | 0 | 0
5098 | 5440 | 0 | 0.61638 | 0 | 99999 | 99999 | 99999 | 1 | 0 | 1 | -360 | 360 | 0 | 0 | 0 | 0 | 0 | 0 | 0 | 0
5098 | 5291 | 0 | 0.20501 | 0 | 99999 | 99999 | 99999 | 1 | 0 | 1 | -360 | 360 | 0 | 0 | 0 | 0 | 0 | 0 | 0 | 0
5098 | 5447 | 0 | 0.27975 | 0 | 99999 | 99999 | 99999 | 1 | 0 | 1 | -360 | 360 | 0 | 0 | 0 | 0 | 0 | 0 | 0 | 0
5098 | 5441 | 0 | 0.11042 | 0 | 99999 | 99999 | 99999 | 1 | 0 | 1 | -360 | 360 | 0 | 0 | 0 | 0 | 0 | 0 | 0 | 0
5098 | 5373 | 0 | 0.21553 | 0 | 99999 | 99999 | 99999 | 1 | 0 | 1 | -360 | 360 | 0 | 0 | 0 | 0 | 0 | 0 | 0 | 0
5098 | 5287 | 0 | 0.38156 | 0 | 99999 | 99999 | 99999 | 1 | 0 | 1 | -360 | 360 | 0 | 0 | 0 | 0 | 0 | 0 | 0 | 0
5098 | 5319 | 0 | 0.70065 | 0 | 99999 | 99999 | 99999 | 1 | 0 | 1 | -360 | 360 | 0 | 0 | 0 | 0 | 0 | 0 | 0 | 0
5098 | 5262 | 0 | 0.30597 | 0 | 99999 | 99999 | 99999 | 1 | 0 | 1 | -360 | 360 | 0 | 0 | 0 | 0 | 0 | 0 | 0 | 0
5103 | 5203 | 0 | 0.023571 | 0 | 99999 | 99999 | 99999 | 1 | 0 | 1 | -360 | 360 | 0 | 0 | 0 | 0 | 0 | 0 | 0 | 0
5103 | 8129 | 0 | 0.25651 | 0 | 99999 | 99999 | 99999 | 1 | 0 | 1 | -360 | 360 | 0 | 0 | 0 | 0 | 0 | 0 | 0 | 0
5103 | 5157 | 0 | 0.70304 | 0 | 99999 | 99999 | 99999 | 1 | 0 | 1 | -360 | 360 | 0 | 0 | 0 | 0 | 0 | 0 | 0 | 0
5103 | 5465 | 0 | 0.097657 | 0 | 99999 | 99999 | 99999 | 1 | 0 | 1 | -360 | 360 | 0 | 0 | 0 | 0 | 0 | 0 | 0 | 0
5103 | 5449 | 0 | 0.25313 | 0 | 99999 | 99999 | 99999 | 1 | 0 | 1 | -360 | 360 | 0 | 0 | 0 | 0 | 0 | 0 | 0 | 0
5103 | 5444 | 0 | 0.10082 | 0 | 99999 | 99999 | 99999 | 1 | 0 | 1 | -360 | 360 | 0 | 0 | 0 | 0 | 0 | 0 | 0 | 0
5103 | 5323 | 0 | 0.12938 | 0 | 99999 | 99999 | 99999 | 1 | 0 | 1 | -360 | 360 | 0 | 0 | 0 | 0 | 0 | 0 | 0 | 0
5103 | 5335 | 0 | 0.1322 | 0 | 99999 | 99999 | 99999 | 1 | 0 | 1 | -360 | 360 | 0 | 0 | 0 | 0 | 0 | 0 | 0 | 0
5103 | 5412 | 0 | 0.77481 | 0 | 99999 | 99999 | 99999 | 1 | 0 | 1 | -360 | 360 | 0 | 0 | 0 | 0 | 0 | 0 | 0 | 0
5103 | 5385 | 0 | 0.045647 | 0 | 99999 | 99999 | 99999 | 1 | 0 | 1 | -360 | 360 | 0 | 0 | 0 | 0 | 0 | 0 | 0 | 0
5103 | 5364 | 0 | 0.54922 | 0 | 99999 | 99999 | 99999 | 1 | 0 | 1 | -360 | 360 | 0 | 0 | 0 | 0 | 0 | 0 | 0 | 0
5103 | 5161 | 0 | 0.46066 | 0 | 99999 | 99999 | 99999 | 1 | 0 | 1 | -360 | 360 | 0 | 0 | 0 | 0 | 0 | 0 | 0 | 0
5103 | 5351 | 0 | 0.076756 | 0 | 99999 | 99999 | 99999 | 1 | 0 | 1 | -360 | 360 | 0 | 0 | 0 | 0 | 0 | 0 | 0 | 0
5103 | 5329 | 0 | 0.38557 | 0 | 99999 | 99999 | 99999 | 1 | 0 | 1 | -360 | 360 | 0 | 0 | 0 | 0 | 0 | 0 | 0 | 0
5103 | 5126 | 0 | 0.054456 | 0 | 99999 | 99999 | 99999 | 1 | 0 | 1 | -360 | 360 | 0 | 0 | 0 | 0 | 0 | 0 | 0 | 0
5103 | 5181 | 0 | 0.72535 | 0 | 99999 | 99999 | 99999 | 1 | 0 | 1 | -360 | 360 | 0 | 0 | 0 | 0 | 0 | 0 | 0 | 0
5103 | 5224 | 0 | 0.014999 | 0 | 99999 | 99999 | 99999 | 1 | 0 | 1 | -360 | 360 | 0 | 0 | 0 | 0 | 0 | 0 | 0 | 0
5103 | 5250 | 0 | 0.20826 | 0 | 99999 | 99999 | 99999 | 1 | 0 | 1 | -360 | 360 | 0 | 0 | 0 | 0 | 0 | 0 | 0 | 0
5103 | 5305 | 0 | 0.094411 | 0 | 99999 | 99999 | 99999 | 1 | 0 | 1 | -360 | 360 | 0 | 0 | 0 | 0 | 0 | 0 | 0 | 0
5103 | 5234 | 0 | 0.28362 | 0 | 99999 | 99999 | 99999 | 1 | 0 | 1 | -360 | 360 | 0 | 0 | 0 | 0 | 0 | 0 | 0 | 0
5103 | 5302 | 0 | 0.21319 | 0 | 99999 | 99999 | 99999 | 1 | 0 | 1 | -360 | 360 | 0 | 0 | 0 | 0 | 0 | 0 | 0 | 0
5126 | 5351 | 0 | 0.089399 | 0 | 99999 | 99999 | 99999 | 1 | 0 | 1 | -360 | 360 | 0 | 0 | 0 | 0 | 0 | 0 | 0 | 0
5126 | 5305 | 0 | 0.066827 | 0 | 99999 | 99999 | 99999 | 1 | 0 | 1 | -360 | 360 | 0 | 0 | 0 | 0 | 0 | 0 | 0 | 0
5126 | 5412 | 0 | 0.17023 | 0 | 99999 | 99999 | 99999 | 1 | 0 | 1 | -360 | 360 | 0 | 0 | 0 | 0 | 0 | 0 | 0 | 0
5126 | 5161 | 0 | 0.095933 | 0 | 99999 | 99999 | 99999 | 1 | 0 | 1 | -360 | 360 | 0 | 0 | 0 | 0 | 0 | 0 | 0 | 0
5126 | 5463 | 0 | 0.69478 | 0 | 99999 | 99999 | 99999 | 1 | 0 | 1 | -360 | 360 | 0 | 0 | 0 | 0 | 0 | 0 | 0 | 0
5126 | 5157 | 0 | 0.45927 | 0 | 99999 | 99999 | 99999 | 1 | 0 | 1 | -360 | 360 | 0 | 0 | 0 | 0 | 0 | 0 | 0 | 0
5126 | 5323 | 0 | 0.26605 | 0 | 99999 | 99999 | 99999 | 1 | 0 | 1 | -360 | 360 | 0 | 0 | 0 | 0 | 0 | 0 | 0 | 0
5126 | 5335 | 0 | 0.27983 | 0 | 99999 | 99999 | 99999 | 1 | 0 | 1 | -360 | 360 | 0 | 0 | 0 | 0 | 0 | 0 | 0 | 0
5126 | 5329 | 0 | 0.27153 | 0 | 99999 | 99999 | 99999 | 1 | 0 | 1 | -360 | 360 | 0 | 0 | 0 | 0 | 0 | 0 | 0 | 0
5126 | 5203 | 0 | 0.088576 | 0 | 99999 | 99999 | 99999 | 1 | 0 | 1 | -360 | 360 | 0 | 0 | 0 | 0 | 0 | 0 | 0 | 0
5126 | 5181 | 0 | 0.47765 | 0 | 99999 | 99999 | 99999 | 1 | 0 | 1 | -360 | 360 | 0 | 0 | 0 | 0 | 0 | 0 | 0 | 0
5126 | 5224 | 0 | 0.21689 | 0 | 99999 | 99999 | 99999 | 1 | 0 | 1 | -360 | 360 | 0 | 0 | 0 | 0 | 0 | 0 | 0 | 0
5126 | 5250 | 0 | 0.055883 | 0 | 99999 | 99999 | 99999 | 1 | 0 | 1 | -360 | 360 | 0 | 0 | 0 | 0 | 0 | 0 | 0 | 0
5157 | 5449 | 0 | 0.07556 | 0 | 99999 | 99999 | 99999 | 1 | 0 | 1 | -360 | 360 | 0 | 0 | 0 | 0 | 0 | 0 | 0 | 0
5157 | 5444 | 0 | 0.10675 | 0 | 99999 | 99999 | 99999 | 1 | 0 | 1 | -360 | 360 | 0 | 0 | 0 | 0 | 0 | 0 | 0 | 0
5157 | 5323 | 0 | 0.031832 | 0 | 99999 | 99999 | 99999 | 1 | 0 | 1 | -360 | 360 | 0 | 0 | 0 | 0 | 0 | 0 | 0 | 0
5157 | 5440 | 0 | 0.48504 | 0 | 99999 | 99999 | 99999 | 1 | 0 | 1 | -360 | 360 | 0 | 0 | 0 | 0 | 0 | 0 | 0 | 0
5157 | 5335 | 0 | 0.54652 | 0 | 99999 | 99999 | 99999 | 1 | 0 | 1 | -360 | 360 | 0 | 0 | 0 | 0 | 0 | 0 | 0 | 0
5157 | 5385 | 0 | 0.12579 | 0 | 99999 | 99999 | 99999 | 1 | 0 | 1 | -360 | 360 | 0 | 0 | 0 | 0 | 0 | 0 | 0 | 0
5157 | 5287 | 0 | 0.2641 | 0 | 99999 | 99999 | 99999 | 1 | 0 | 1 | -360 | 360 | 0 | 0 | 0 | 0 | 0 | 0 | 0 | 0
5157 | 5158 | 0 | 0.30477 | 0 | 99999 | 99999 | 99999 | 1 | 0 | 1 | -360 | 360 | 0 | 0 | 0 | 0 | 0 | 0 | 0 | 0
5157 | 5161 | 0 | 0.49231 | 0 | 99999 | 99999 | 99999 | 1 | 0 | 1 | -360 | 360 | 0 | 0 | 0 | 0 | 0 | 0 | 0 | 0
5157 | 5351 | 0 | 0.63696 | 0 | 99999 | 99999 | 99999 | 1 | 0 | 1 | -360 | 360 | 0 | 0 | 0 | 0 | 0 | 0 | 0 | 0
5157 | 5329 | 0 | 0.065814 | 0 | 99999 | 99999 | 99999 | 1 | 0 | 1 | -360 | 360 | 0 | 0 | 0 | 0 | 0 | 0 | 0 | 0
5157 | 5250 | 0 | 0.14431 | 0 | 99999 | 99999 | 99999 | 1 | 0 | 1 | -360 | 360 | 0 | 0 | 0 | 0 | 0 | 0 | 0 | 0
5158 | 5385 | 0 | 0.0087317 | 0 | 99999 | 99999 | 99999 | 1 | 0 | 1 | -360 | 360 | 0 | 0 | 0 | 0 | 0 | 0 | 0 | 0
5158 | 5161 | 0 | 0.013719 | 0 | 99999 | 99999 | 99999 | 1 | 0 | 1 | -360 | 360 | 0 | 0 | 0 | 0 | 0 | 0 | 0 | 0
5158 | 5351 | 0 | 0.15784 | 0 | 99999 | 99999 | 99999 | 1 | 0 | 1 | -360 | 360 | 0 | 0 | 0 | 0 | 0 | 0 | 0 | 0
5158 | 5329 | 0 | 0.19172 | 0 | 99999 | 99999 | 99999 | 1 | 0 | 1 | -360 | 360 | 0 | 0 | 0 | 0 | 0 | 0 | 0 | 0
5161 | 5351 | 0 | 0.10838 | 0 | 99999 | 99999 | 99999 | 1 | 0 | 1 | -360 | 360 | 0 | 0 | 0 | 0 | 0 | 0 | 0 | 0
5161 | 5305 | 0 | 0.12501 | 0 | 99999 | 99999 | 99999 | 1 | 0 | 1 | -360 | 360 | 0 | 0 | 0 | 0 | 0 | 0 | 0 | 0
5161 | 5412 | 0 | 0.37584 | 0 | 99999 | 99999 | 99999 | 1 | 0 | 1 | -360 | 360 | 0 | 0 | 0 | 0 | 0 | 0 | 0 | 0
5161 | 5463 | 0 | 0.45476 | 0 | 99999 | 99999 | 99999 | 1 | 0 | 1 | -360 | 360 | 0 | 0 | 0 | 0 | 0 | 0 | 0 | 0
5161 | 5323 | 0 | 0.22265 | 0 | 99999 | 99999 | 99999 | 1 | 0 | 1 | -360 | 360 | 0 | 0 | 0 | 0 | 0 | 0 | 0 | 0
5161 | 5335 | 0 | 0.51336 | 0 | 99999 | 99999 | 99999 | 1 | 0 | 1 | -360 | 360 | 0 | 0 | 0 | 0 | 0 | 0 | 0 | 0
5161 | 5329 | 0 | 0.326 | 0 | 99999 | 99999 | 99999 | 1 | 0 | 1 | -360 | 360 | 0 | 0 | 0 | 0 | 0 | 0 | 0 | 0
5161 | 5203 | 0 | 0.42076 | 0 | 99999 | 99999 | 99999 | 1 | 0 | 1 | -360 | 360 | 0 | 0 | 0 | 0 | 0 | 0 | 0 | 0
5161 | 5224 | 0 | 0.75683 | 0 | 99999 | 99999 | 99999 | 1 | 0 | 1 | -360 | 360 | 0 | 0 | 0 | 0 | 0 | 0 | 0 | 0
5161 | 5250 | 0 | 0.066257 | 0 | 99999 | 99999 | 99999 | 1 | 0 | 1 | -360 | 360 | 0 | 0 | 0 | 0 | 0 | 0 | 0 | 0
5181 | 5412 | 0 | 0.049211 | 0 | 99999 | 99999 | 99999 | 1 | 0 | 1 | -360 | 360 | 0 | 0 | 0 | 0 | 0 | 0 | 0 | 0
5181 | 5351 | 0 | 0.01889 | 0 | 99999 | 99999 | 99999 | 1 | 0 | 1 | -360 | 360 | 0 | 0 | 0 | 0 | 0 | 0 | 0 | 0
5181 | 5250 | 0 | 0.70148 | 0 | 99999 | 99999 | 99999 | 1 | 0 | 1 | -360 | 360 | 0 | 0 | 0 | 0 | 0 | 0 | 0 | 0
5203 | 5463 | 0 | 0.4172 | 0 | 99999 | 99999 | 99999 | 1 | 0 | 1 | -360 | 360 | 0 | 0 | 0 | 0 | 0 | 0 | 0 | 0
5203 | 5323 | 0 | 0.39017 | 0 | 99999 | 99999 | 99999 | 1 | 0 | 1 | -360 | 360 | 0 | 0 | 0 | 0 | 0 | 0 | 0 | 0
5203 | 5335 | 0 | 0.075047 | 0 | 99999 | 99999 | 99999 | 1 | 0 | 1 | -360 | 360 | 0 | 0 | 0 | 0 | 0 | 0 | 0 | 0
5203 | 5351 | 0 | 0.28483 | 0 | 99999 | 99999 | 99999 | 1 | 0 | 1 | -360 | 360 | 0 | 0 | 0 | 0 | 0 | 0 | 0 | 0
5203 | 5329 | 0 | 0.37156 | 0 | 99999 | 99999 | 99999 | 1 | 0 | 1 | -360 | 360 | 0 | 0 | 0 | 0 | 0 | 0 | 0 | 0
5203 | 5422 | 0 | 0.35302 | 0 | 99999 | 99999 | 99999 | 1 | 0 | 1 | -360 | 360 | 0 | 0 | 0 | 0 | 0 | 0 | 0 | 0
5203 | 5224 | 0 | 0.044128 | 0 | 99999 | 99999 | 99999 | 1 | 0 | 1 | -360 | 360 | 0 | 0 | 0 | 0 | 0 | 0 | 0 | 0
5203 | 5250 | 0 | 0.20813 | 0 | 99999 | 99999 | 99999 | 1 | 0 | 1 | -360 | 360 | 0 | 0 | 0 | 0 | 0 | 0 | 0 | 0
5203 | 5234 | 0 | 0.052051 | 0 | 99999 | 99999 | 99999 | 1 | 0 | 1 | -360 | 360 | 0 | 0 | 0 | 0 | 0 | 0 | 0 | 0
5206 | 5364 | 0 | 0.11402 | 0 | 99999 | 99999 | 99999 | 1 | 0 | 1 | -360 | 360 | 0 | 0 | 0 | 0 | 0 | 0 | 0 | 0
5224 | 5463 | 0 | 0.59936 | 0 | 99999 | 99999 | 99999 | 1 | 0 | 1 | -360 | 360 | 0 | 0 | 0 | 0 | 0 | 0 | 0 | 0
5224 | 5323 | 0 | 0.5073 | 0 | 99999 | 99999 | 99999 | 1 | 0 | 1 | -360 | 360 | 0 | 0 | 0 | 0 | 0 | 0 | 0 | 0
5224 | 5335 | 0 | 0.14173 | 0 | 99999 | 99999 | 99999 | 1 | 0 | 1 | -360 | 360 | 0 | 0 | 0 | 0 | 0 | 0 | 0 | 0
5224 | 5351 | 0 | 0.62342 | 0 | 99999 | 99999 | 99999 | 1 | 0 | 1 | -360 | 360 | 0 | 0 | 0 | 0 | 0 | 0 | 0 | 0
5224 | 5250 | 0 | 0.42375 | 0 | 99999 | 99999 | 99999 | 1 | 0 | 1 | -360 | 360 | 0 | 0 | 0 | 0 | 0 | 0 | 0 | 0
5224 | 5234 | 0 | 0.15348 | 0 | 99999 | 99999 | 99999 | 1 | 0 | 1 | -360 | 360 | 0 | 0 | 0 | 0 | 0 | 0 | 0 | 0
5234 | 8129 | 0 | 0.59258 | 0 | 99999 | 99999 | 99999 | 1 | 0 | 1 | -360 | 360 | 0 | 0 | 0 | 0 | 0 | 0 | 0 | 0
5234 | 5465 | 0 | 0.4487 | 0 | 99999 | 99999 | 99999 | 1 | 0 | 1 | -360 | 360 | 0 | 0 | 0 | 0 | 0 | 0 | 0 | 0
5234 | 5444 | 0 | 0.21608 | 0 | 99999 | 99999 | 99999 | 1 | 0 | 1 | -360 | 360 | 0 | 0 | 0 | 0 | 0 | 0 | 0 | 0
5234 | 5323 | 0 | 0.64525 | 0 | 99999 | 99999 | 99999 | 1 | 0 | 1 | -360 | 360 | 0 | 0 | 0 | 0 | 0 | 0 | 0 | 0
5234 | 5412 | 0 | 0.51304 | 0 | 99999 | 99999 | 99999 | 1 | 0 | 1 | -360 | 360 | 0 | 0 | 0 | 0 | 0 | 0 | 0 | 0
5234 | 5385 | 0 | 0.38138 | 0 | 99999 | 99999 | 99999 | 1 | 0 | 1 | -360 | 360 | 0 | 0 | 0 | 0 | 0 | 0 | 0 | 0
5234 | 5351 | 0 | 0.47526 | 0 | 99999 | 99999 | 99999 | 1 | 0 | 1 | -360 | 360 | 0 | 0 | 0 | 0 | 0 | 0 | 0 | 0
5234 | 5305 | 0 | 0.28561 | 0 | 99999 | 99999 | 99999 | 1 | 0 | 1 | -360 | 360 | 0 | 0 | 0 | 0 | 0 | 0 | 0 | 0
5234 | 5302 | 0 | 0.31127 | 0 | 99999 | 99999 | 99999 | 1 | 0 | 1 | -360 | 360 | 0 | 0 | 0 | 0 | 0 | 0 | 0 | 0
5250 | 5463 | 0 | 0.1821 | 0 | 99999 | 99999 | 99999 | 1 | 0 | 1 | -360 | 360 | 0 | 0 | 0 | 0 | 0 | 0 | 0 | 0
5250 | 5449 | 0 | 0.31887 | 0 | 99999 | 99999 | 99999 | 1 | 0 | 1 | -360 | 360 | 0 | 0 | 0 | 0 | 0 | 0 | 0 | 0
5250 | 5323 | 0 | 0.094209 | 0 | 99999 | 99999 | 99999 | 1 | 0 | 1 | -360 | 360 | 0 | 0 | 0 | 0 | 0 | 0 | 0 | 0
5250 | 5335 | 0 | 0.26375 | 0 | 99999 | 99999 | 99999 | 1 | 0 | 1 | -360 | 360 | 0 | 0 | 0 | 0 | 0 | 0 | 0 | 0
5250 | 5351 | 0 | 0.19463 | 0 | 99999 | 99999 | 99999 | 1 | 0 | 1 | -360 | 360 | 0 | 0 | 0 | 0 | 0 | 0 | 0 | 0
5250 | 5329 | 0 | 0.098676 | 0 | 99999 | 99999 | 99999 | 1 | 0 | 1 | -360 | 360 | 0 | 0 | 0 | 0 | 0 | 0 | 0 | 0
5262 | 5480 | 0 | 0.4453 | 0 | 99999 | 99999 | 99999 | 1 | 0 | 1 | -360 | 360 | 0 | 0 | 0 | 0 | 0 | 0 | 0 | 0
5262 | 8070 | 0 | 0.43565 | 0 | 99999 | 99999 | 99999 | 1 | 0 | 1 | -360 | 360 | 0 | 0 | 0 | 0 | 0 | 0 | 0 | 0
5262 | 5449 | 0 | 0.4962 | 0 | 99999 | 99999 | 99999 | 1 | 0 | 1 | -360 | 360 | 0 | 0 | 0 | 0 | 0 | 0 | 0 | 0
5262 | 5444 | 0 | 0.058778 | 0 | 99999 | 99999 | 99999 | 1 | 0 | 1 | -360 | 360 | 0 | 0 | 0 | 0 | 0 | 0 | 0 | 0
5262 | 5323 | 0 | 0.36841 | 0 | 99999 | 99999 | 99999 | 1 | 0 | 1 | -360 | 360 | 0 | 0 | 0 | 0 | 0 | 0 | 0 | 0
5262 | 5385 | 0 | 0.28236 | 0 | 99999 | 99999 | 99999 | 1 | 0 | 1 | -360 | 360 | 0 | 0 | 0 | 0 | 0 | 0 | 0 | 0
5262 | 5364 | 0 | 0.49355 | 0 | 99999 | 99999 | 99999 | 1 | 0 | 1 | -360 | 360 | 0 | 0 | 0 | 0 | 0 | 0 | 0 | 0
5262 | 5351 | 0 | 0.60137 | 0 | 99999 | 99999 | 99999 | 1 | 0 | 1 | -360 | 360 | 0 | 0 | 0 | 0 | 0 | 0 | 0 | 0
5262 | 5319 | 0 | 0.088768 | 0 | 99999 | 99999 | 99999 | 1 | 0 | 1 | -360 | 360 | 0 | 0 | 0 | 0 | 0 | 0 | 0 | 0
5281 | 8070 | 0 | 0.75843 | 0 | 99999 | 99999 | 99999 | 1 | 0 | 1 | -360 | 360 | 0 | 0 | 0 | 0 | 0 | 0 | 0 | 0
5281 | 5444 | 0 | 0.67577 | 0 | 99999 | 99999 | 99999 | 1 | 0 | 1 | -360 | 360 | 0 | 0 | 0 | 0 | 0 | 0 | 0 | 0
5281 | 5360 | 0 | 0.15327 | 0 | 99999 | 99999 | 99999 | 1 | 0 | 1 | -360 | 360 | 0 | 0 | 0 | 0 | 0 | 0 | 0 | 0
5281 | 6344 | 0 | 0.76844 | 0 | 99999 | 99999 | 99999 | 1 | 0 | 1 | -360 | 360 | 0 | 0 | 0 | 0 | 0 | 0 | 0 | 0
5281 | 6349 | 0 | 0.27578 | 0 | 99999 | 99999 | 99999 | 1 | 0 | 1 | -360 | 360 | 0 | 0 | 0 | 0 | 0 | 0 | 0 | 0
5281 | 6035 | 0 | 0.78063 | 0 | 99999 | 99999 | 99999 | 1 | 0 | 1 | -360 | 360 | 0 | 0 | 0 | 0 | 0 | 0 | 0 | 0
5281 | 6111 | 0 | 0.23718 | 0 | 99999 | 99999 | 99999 | 1 | 0 | 1 | -360 | 360 | 0 | 0 | 0 | 0 | 0 | 0 | 0 | 0
5281 | 8087 | 0 | 0.26405 | 0 | 99999 | 99999 | 99999 | 1 | 0 | 1 | -360 | 360 | 0 | 0 | 0 | 0 | 0 | 0 | 0 | 0
5287 | 5449 | 0 | 0.029481 | 0 | 99999 | 99999 | 99999 | 1 | 0 | 1 | -360 | 360 | 0 | 0 | 0 | 0 | 0 | 0 | 0 | 0
5287 | 5444 | 0 | 0.22196 | 0 | 99999 | 99999 | 99999 | 1 | 0 | 1 | -360 | 360 | 0 | 0 | 0 | 0 | 0 | 0 | 0 | 0
5287 | 5323 | 0 | 0.11879 | 0 | 99999 | 99999 | 99999 | 1 | 0 | 1 | -360 | 360 | 0 | 0 | 0 | 0 | 0 | 0 | 0 | 0
5287 | 5440 | 0 | 0.16823 | 0 | 99999 | 99999 | 99999 | 1 | 0 | 1 | -360 | 360 | 0 | 0 | 0 | 0 | 0 | 0 | 0 | 0
5287 | 5447 | 0 | 0.14521 | 0 | 99999 | 99999 | 99999 | 1 | 0 | 1 | -360 | 360 | 0 | 0 | 0 | 0 | 0 | 0 | 0 | 0
5291 | 5480 | 0 | 0.18589 | 0 | 99999 | 99999 | 99999 | 1 | 0 | 1 | -360 | 360 | 0 | 0 | 0 | 0 | 0 | 0 | 0 | 0
5291 | 5379 | 0 | 0.15354 | 0 | 99999 | 99999 | 99999 | 1 | 0 | 1 | -360 | 360 | 0 | 0 | 0 | 0 | 0 | 0 | 0 | 0
5291 | 5447 | 0 | 0.1791 | 0 | 99999 | 99999 | 99999 | 1 | 0 | 1 | -360 | 360 | 0 | 0 | 0 | 0 | 0 | 0 | 0 | 0
5291 | 5441 | 0 | 0.13668 | 0 | 99999 | 99999 | 99999 | 1 | 0 | 1 | -360 | 360 | 0 | 0 | 0 | 0 | 0 | 0 | 0 | 0
5291 | 5373 | 0 | 0.17061 | 0 | 99999 | 99999 | 99999 | 1 | 0 | 1 | -360 | 360 | 0 | 0 | 0 | 0 | 0 | 0 | 0 | 0
5291 | 5364 | 0 | 0.69054 | 0 | 99999 | 99999 | 99999 | 1 | 0 | 1 | -360 | 360 | 0 | 0 | 0 | 0 | 0 | 0 | 0 | 0
5291 | 5422 | 0 | 0.77783 | 0 | 99999 | 99999 | 99999 | 1 | 0 | 1 | -360 | 360 | 0 | 0 | 0 | 0 | 0 | 0 | 0 | 0
5302 | 8129 | 0 | 0.58805 | 0 | 99999 | 99999 | 99999 | 1 | 0 | 1 | -360 | 360 | 0 | 0 | 0 | 0 | 0 | 0 | 0 | 0
5302 | 5465 | 0 | 0.35164 | 0 | 99999 | 99999 | 99999 | 1 | 0 | 1 | -360 | 360 | 0 | 0 | 0 | 0 | 0 | 0 | 0 | 0
5302 | 5444 | 0 | 0.15844 | 0 | 99999 | 99999 | 99999 | 1 | 0 | 1 | -360 | 360 | 0 | 0 | 0 | 0 | 0 | 0 | 0 | 0
5302 | 5323 | 0 | 0.49708 | 0 | 99999 | 99999 | 99999 | 1 | 0 | 1 | -360 | 360 | 0 | 0 | 0 | 0 | 0 | 0 | 0 | 0
5302 | 5385 | 0 | 0.29188 | 0 | 99999 | 99999 | 99999 | 1 | 0 | 1 | -360 | 360 | 0 | 0 | 0 | 0 | 0 | 0 | 0 | 0
5302 | 5351 | 0 | 0.3961 | 0 | 99999 | 99999 | 99999 | 1 | 0 | 1 | -360 | 360 | 0 | 0 | 0 | 0 | 0 | 0 | 0 | 0
5302 | 5305 | 0 | 0.21069 | 0 | 99999 | 99999 | 99999 | 1 | 0 | 1 | -360 | 360 | 0 | 0 | 0 | 0 | 0 | 0 | 0 | 0
5305 | 5351 | 0 | 0.11804 | 0 | 99999 | 99999 | 99999 | 1 | 0 | 1 | -360 | 360 | 0 | 0 | 0 | 0 | 0 | 0 | 0 | 0
5305 | 5412 | 0 | 0.02133 | 0 | 99999 | 99999 | 99999 | 1 | 0 | 1 | -360 | 360 | 0 | 0 | 0 | 0 | 0 | 0 | 0 | 0
5305 | 8129 | 0 | 0.25962 | 0 | 99999 | 99999 | 99999 | 1 | 0 | 1 | -360 | 360 | 0 | 0 | 0 | 0 | 0 | 0 | 0 | 0
5305 | 5465 | 0 | 0.23627 | 0 | 99999 | 99999 | 99999 | 1 | 0 | 1 | -360 | 360 | 0 | 0 | 0 | 0 | 0 | 0 | 0 | 0
5305 | 5449 | 0 | 0.50275 | 0 | 99999 | 99999 | 99999 | 1 | 0 | 1 | -360 | 360 | 0 | 0 | 0 | 0 | 0 | 0 | 0 | 0
5305 | 5444 | 0 | 0.13401 | 0 | 99999 | 99999 | 99999 | 1 | 0 | 1 | -360 | 360 | 0 | 0 | 0 | 0 | 0 | 0 | 0 | 0
5305 | 5323 | 0 | 0.29642 | 0 | 99999 | 99999 | 99999 | 1 | 0 | 1 | -360 | 360 | 0 | 0 | 0 | 0 | 0 | 0 | 0 | 0
5305 | 5385 | 0 | 0.14547 | 0 | 99999 | 99999 | 99999 | 1 | 0 | 1 | -360 | 360 | 0 | 0 | 0 | 0 | 0 | 0 | 0 | 0
5307 | 5465 | 0 | 0.015325 | 0 | 99999 | 99999 | 99999 | 1 | 0 | 1 | -360 | 360 | 0 | 0 | 0 | 0 | 0 | 0 | 0 | 0
5307 | 5422 | 0 | 0.012595 | 0 | 99999 | 99999 | 99999 | 1 | 0 | 1 | -360 | 360 | 0 | 0 | 0 | 0 | 0 | 0 | 0 | 0
5319 | 5444 | 0 | 0.21088 | 0 | 99999 | 99999 | 99999 | 1 | 0 | 1 | -360 | 360 | 0 | 0 | 0 | 0 | 0 | 0 | 0 | 0
5323 | 5480 | 0 | 0.23115 | 0 | 99999 | 99999 | 99999 | 1 | 0 | 1 | -360 | 360 | 0 | 0 | 0 | 0 | 0 | 0 | 0 | 0
5323 | 5463 | 0 | 0.025492 | 0 | 99999 | 99999 | 99999 | 1 | 0 | 1 | -360 | 360 | 0 | 0 | 0 | 0 | 0 | 0 | 0 | 0
5323 | 8129 | 0 | 0.5094 | 0 | 99999 | 99999 | 99999 | 1 | 0 | 1 | -360 | 360 | 0 | 0 | 0 | 0 | 0 | 0 | 0 | 0
5323 | 5465 | 0 | 0.27706 | 0 | 99999 | 99999 | 99999 | 1 | 0 | 1 | -360 | 360 | 0 | 0 | 0 | 0 | 0 | 0 | 0 | 0
5323 | 5449 | 0 | 0.018122 | 0 | 99999 | 99999 | 99999 | 1 | 0 | 1 | -360 | 360 | 0 | 0 | 0 | 0 | 0 | 0 | 0 | 0
5323 | 5444 | 0 | 0.13329 | 0 | 99999 | 99999 | 99999 | 1 | 0 | 1 | -360 | 360 | 0 | 0 | 0 | 0 | 0 | 0 | 0 | 0
5323 | 5379 | 0 | 0.37957 | 0 | 99999 | 99999 | 99999 | 1 | 0 | 1 | -360 | 360 | 0 | 0 | 0 | 0 | 0 | 0 | 0 | 0
5323 | 5440 | 0 | 0.067831 | 0 | 99999 | 99999 | 99999 | 1 | 0 | 1 | -360 | 360 | 0 | 0 | 0 | 0 | 0 | 0 | 0 | 0
5323 | 5447 | 0 | 0.43332 | 0 | 99999 | 99999 | 99999 | 1 | 0 | 1 | -360 | 360 | 0 | 0 | 0 | 0 | 0 | 0 | 0 | 0
5323 | 5373 | 0 | 0.49758 | 0 | 99999 | 99999 | 99999 | 1 | 0 | 1 | -360 | 360 | 0 | 0 | 0 | 0 | 0 | 0 | 0 | 0
5323 | 5335 | 0 | 0.032279 | 0 | 99999 | 99999 | 99999 | 1 | 0 | 1 | -360 | 360 | 0 | 0 | 0 | 0 | 0 | 0 | 0 | 0
5323 | 5385 | 0 | 0.045188 | 0 | 99999 | 99999 | 99999 | 1 | 0 | 1 | -360 | 360 | 0 | 0 | 0 | 0 | 0 | 0 | 0 | 0
5323 | 5364 | 0 | 0.38075 | 0 | 99999 | 99999 | 99999 | 1 | 0 | 1 | -360 | 360 | 0 | 0 | 0 | 0 | 0 | 0 | 0 | 0
5323 | 5351 | 0 | 0.091366 | 0 | 99999 | 99999 | 99999 | 1 | 0 | 1 | -360 | 360 | 0 | 0 | 0 | 0 | 0 | 0 | 0 | 0
5323 | 5329 | 0 | 0.11663 | 0 | 99999 | 99999 | 99999 | 1 | 0 | 1 | -360 | 360 | 0 | 0 | 0 | 0 | 0 | 0 | 0 | 0
5329 | 5463 | 0 | 0.62664 | 0 | 99999 | 99999 | 99999 | 1 | 0 | 1 | -360 | 360 | 0 | 0 | 0 | 0 | 0 | 0 | 0 | 0
5329 | 5449 | 0 | 0.27957 | 0 | 99999 | 99999 | 99999 | 1 | 0 | 1 | -360 | 360 | 0 | 0 | 0 | 0 | 0 | 0 | 0 | 0
5329 | 5444 | 0 | 0.36029 | 0 | 99999 | 99999 | 99999 | 1 | 0 | 1 | -360 | 360 | 0 | 0 | 0 | 0 | 0 | 0 | 0 | 0
5329 | 5335 | 0 | 0.44539 | 0 | 99999 | 99999 | 99999 | 1 | 0 | 1 | -360 | 360 | 0 | 0 | 0 | 0 | 0 | 0 | 0 | 0
5329 | 5385 | 0 | 0.076116 | 0 | 99999 | 99999 | 99999 | 1 | 0 | 1 | -360 | 360 | 0 | 0 | 0 | 0 | 0 | 0 | 0 | 0
5329 | 5351 | 0 | 0.22824 | 0 | 99999 | 99999 | 99999 | 1 | 0 | 1 | -360 | 360 | 0 | 0 | 0 | 0 | 0 | 0 | 0 | 0
5335 | 5463 | 0 | 0.027822 | 0 | 99999 | 99999 | 99999 | 1 | 0 | 1 | -360 | 360 | 0 | 0 | 0 | 0 | 0 | 0 | 0 | 0
5335 | 5422 | 0 | 0.08277 | 0 | 99999 | 99999 | 99999 | 1 | 0 | 1 | -360 | 360 | 0 | 0 | 0 | 0 | 0 | 0 | 0 | 0
5351 | 5412 | 0 | 0.031078 | 0 | 99999 | 99999 | 99999 | 1 | 0 | 1 | -360 | 360 | 0 | 0 | 0 | 0 | 0 | 0 | 0 | 0
5351 | 5480 | 0 | 0.39779 | 0 | 99999 | 99999 | 99999 | 1 | 0 | 1 | -360 | 360 | 0 | 0 | 0 | 0 | 0 | 0 | 0 | 0
5351 | 5463 | 0 | 0.69722 | 0 | 99999 | 99999 | 99999 | 1 | 0 | 1 | -360 | 360 | 0 | 0 | 0 | 0 | 0 | 0 | 0 | 0
5351 | 8129 | 0 | 0.12416 | 0 | 99999 | 99999 | 99999 | 1 | 0 | 1 | -360 | 360 | 0 | 0 | 0 | 0 | 0 | 0 | 0 | 0
5351 | 8077 | 0 | 0.50732 | 0 | 99999 | 99999 | 99999 | 1 | 0 | 1 | -360 | 360 | 0 | 0 | 0 | 0 | 0 | 0 | 0 | 0
5351 | 5465 | 0 | 0.12487 | 0 | 99999 | 99999 | 99999 | 1 | 0 | 1 | -360 | 360 | 0 | 0 | 0 | 0 | 0 | 0 | 0 | 0
5351 | 5449 | 0 | 0.098273 | 0 | 99999 | 99999 | 99999 | 1 | 0 | 1 | -360 | 360 | 0 | 0 | 0 | 0 | 0 | 0 | 0 | 0
5351 | 5444 | 0 | 0.086605 | 0 | 99999 | 99999 | 99999 | 1 | 0 | 1 | -360 | 360 | 0 | 0 | 0 | 0 | 0 | 0 | 0 | 0
5351 | 5385 | 0 | 0.038746 | 0 | 99999 | 99999 | 99999 | 1 | 0 | 1 | -360 | 360 | 0 | 0 | 0 | 0 | 0 | 0 | 0 | 0
5351 | 5364 | 0 | 0.55243 | 0 | 99999 | 99999 | 99999 | 1 | 0 | 1 | -360 | 360 | 0 | 0 | 0 | 0 | 0 | 0 | 0 | 0
5360 | 8070 | 0 | 0.37637 | 0 | 99999 | 99999 | 99999 | 1 | 0 | 1 | -360 | 360 | 0 | 0 | 0 | 0 | 0 | 0 | 0 | 0
5360 | 5444 | 0 | 0.21653 | 0 | 99999 | 99999 | 99999 | 1 | 0 | 1 | -360 | 360 | 0 | 0 | 0 | 0 | 0 | 0 | 0 | 0
5360 | 8060 | 0 | 0.29416 | 0 | 99999 | 99999 | 99999 | 1 | 0 | 1 | -360 | 360 | 0 | 0 | 0 | 0 | 0 | 0 | 0 | 0
5360 | 5385 | 0 | 0.32103 | 0 | 99999 | 99999 | 99999 | 1 | 0 | 1 | -360 | 360 | 0 | 0 | 0 | 0 | 0 | 0 | 0 | 0
5360 | 6349 | 0 | 0.33507 | 0 | 99999 | 99999 | 99999 | 1 | 0 | 1 | -360 | 360 | 0 | 0 | 0 | 0 | 0 | 0 | 0 | 0
5360 | 6111 | 0 | 0.24938 | 0 | 99999 | 99999 | 99999 | 1 | 0 | 1 | -360 | 360 | 0 | 0 | 0 | 0 | 0 | 0 | 0 | 0
5360 | 8087 | 0 | 0.08842 | 0 | 99999 | 99999 | 99999 | 1 | 0 | 1 | -360 | 360 | 0 | 0 | 0 | 0 | 0 | 0 | 0 | 0
5364 | 5480 | 0 | 0.49061 | 0 | 99999 | 99999 | 99999 | 1 | 0 | 1 | -360 | 360 | 0 | 0 | 0 | 0 | 0 | 0 | 0 | 0
5364 | 5465 | 0 | 0.49373 | 0 | 99999 | 99999 | 99999 | 1 | 0 | 1 | -360 | 360 | 0 | 0 | 0 | 0 | 0 | 0 | 0 | 0
5364 | 5449 | 0 | 0.51697 | 0 | 99999 | 99999 | 99999 | 1 | 0 | 1 | -360 | 360 | 0 | 0 | 0 | 0 | 0 | 0 | 0 | 0
5364 | 5444 | 0 | 0.51155 | 0 | 99999 | 99999 | 99999 | 1 | 0 | 1 | -360 | 360 | 0 | 0 | 0 | 0 | 0 | 0 | 0 | 0
5364 | 5385 | 0 | 0.40599 | 0 | 99999 | 99999 | 99999 | 1 | 0 | 1 | -360 | 360 | 0 | 0 | 0 | 0 | 0 | 0 | 0 | 0
5373 | 5463 | 0 | 0.71954 | 0 | 99999 | 99999 | 99999 | 1 | 0 | 1 | -360 | 360 | 0 | 0 | 0 | 0 | 0 | 0 | 0 | 0
5373 | 5379 | 0 | 0.1187 | 0 | 99999 | 99999 | 99999 | 1 | 0 | 1 | -360 | 360 | 0 | 0 | 0 | 0 | 0 | 0 | 0 | 0
5373 | 5440 | 0 | 0.21613 | 0 | 99999 | 99999 | 99999 | 1 | 0 | 1 | -360 | 360 | 0 | 0 | 0 | 0 | 0 | 0 | 0 | 0
5373 | 5447 | 0 | 0.4004 | 0 | 99999 | 99999 | 99999 | 1 | 0 | 1 | -360 | 360 | 0 | 0 | 0 | 0 | 0 | 0 | 0 | 0
5373 | 5441 | 0 | 0.23193 | 0 | 99999 | 99999 | 99999 | 1 | 0 | 1 | -360 | 360 | 0 | 0 | 0 | 0 | 0 | 0 | 0 | 0
5379 | 5480 | 0 | 0.26489 | 0 | 99999 | 99999 | 99999 | 1 | 0 | 1 | -360 | 360 | 0 | 0 | 0 | 0 | 0 | 0 | 0 | 0
5379 | 5463 | 0 | 0.39718 | 0 | 99999 | 99999 | 99999 | 1 | 0 | 1 | -360 | 360 | 0 | 0 | 0 | 0 | 0 | 0 | 0 | 0
5379 | 5440 | 0 | 0.12467 | 0 | 99999 | 99999 | 99999 | 1 | 0 | 1 | -360 | 360 | 0 | 0 | 0 | 0 | 0 | 0 | 0 | 0
5379 | 5447 | 0 | 0.10903 | 0 | 99999 | 99999 | 99999 | 1 | 0 | 1 | -360 | 360 | 0 | 0 | 0 | 0 | 0 | 0 | 0 | 0
5379 | 5441 | 0 | 0.12593 | 0 | 99999 | 99999 | 99999 | 1 | 0 | 1 | -360 | 360 | 0 | 0 | 0 | 0 | 0 | 0 | 0 | 0
5379 | 5422 | 0 | 0.26396 | 0 | 99999 | 99999 | 99999 | 1 | 0 | 1 | -360 | 360 | 0 | 0 | 0 | 0 | 0 | 0 | 0 | 0
5385 | 5480 | 0 | 0.30556 | 0 | 99999 | 99999 | 99999 | 1 | 0 | 1 | -360 | 360 | 0 | 0 | 0 | 0 | 0 | 0 | 0 | 0
5385 | 8129 | 0 | 0.2206 | 0 | 99999 | 99999 | 99999 | 1 | 0 | 1 | -360 | 360 | 0 | 0 | 0 | 0 | 0 | 0 | 0 | 0
5385 | 5465 | 0 | 0.12983 | 0 | 99999 | 99999 | 99999 | 1 | 0 | 1 | -360 | 360 | 0 | 0 | 0 | 0 | 0 | 0 | 0 | 0
5385 | 8116 | 0 | 0.57394 | 0 | 99999 | 99999 | 99999 | 1 | 0 | 1 | -360 | 360 | 0 | 0 | 0 | 0 | 0 | 0 | 0 | 0
5385 | 8070 | 0 | 0.35524 | 0 | 99999 | 99999 | 99999 | 1 | 0 | 1 | -360 | 360 | 0 | 0 | 0 | 0 | 0 | 0 | 0 | 0
5385 | 5449 | 0 | 0.080955 | 0 | 99999 | 99999 | 99999 | 1 | 0 | 1 | -360 | 360 | 0 | 0 | 0 | 0 | 0 | 0 | 0 | 0
5385 | 5444 | 0 | 0.034727 | 0 | 99999 | 99999 | 99999 | 1 | 0 | 1 | -360 | 360 | 0 | 0 | 0 | 0 | 0 | 0 | 0 | 0
5385 | 5440 | 0 | 0.75102 | 0 | 99999 | 99999 | 99999 | 1 | 0 | 1 | -360 | 360 | 0 | 0 | 0 | 0 | 0 | 0 | 0 | 0
5385 | 8060 | 0 | 0.1958 | 0 | 99999 | 99999 | 99999 | 1 | 0 | 1 | -360 | 360 | 0 | 0 | 0 | 0 | 0 | 0 | 0 | 0
5385 | 8087 | 0 | 0.65241 | 0 | 99999 | 99999 | 99999 | 1 | 0 | 1 | -360 | 360 | 0 | 0 | 0 | 0 | 0 | 0 | 0 | 0
5412 | 8129 | 0 | 0.72847 | 0 | 99999 | 99999 | 99999 | 1 | 0 | 1 | -360 | 360 | 0 | 0 | 0 | 0 | 0 | 0 | 0 | 0
5422 | 5463 | 0 | 0.094658 | 0 | 99999 | 99999 | 99999 | 1 | 0 | 1 | -360 | 360 | 0 | 0 | 0 | 0 | 0 | 0 | 0 | 0
5422 | 5465 | 0 | 0.016626 | 0 | 99999 | 99999 | 99999 | 1 | 0 | 1 | -360 | 360 | 0 | 0 | 0 | 0 | 0 | 0 | 0 | 0
5440 | 5463 | 0 | 0.10992 | 0 | 99999 | 99999 | 99999 | 1 | 0 | 1 | -360 | 360 | 0 | 0 | 0 | 0 | 0 | 0 | 0 | 0
5440 | 5449 | 0 | 0.67194 | 0 | 99999 | 99999 | 99999 | 1 | 0 | 1 | -360 | 360 | 0 | 0 | 0 | 0 | 0 | 0 | 0 | 0
5440 | 5444 | 0 | 0.50267 | 0 | 99999 | 99999 | 99999 | 1 | 0 | 1 | -360 | 360 | 0 | 0 | 0 | 0 | 0 | 0 | 0 | 0
5440 | 5447 | 0 | 0.058408 | 0 | 99999 | 99999 | 99999 | 1 | 0 | 1 | -360 | 360 | 0 | 0 | 0 | 0 | 0 | 0 | 0 | 0
5440 | 5441 | 0 | 0.2809 | 0 | 99999 | 99999 | 99999 | 1 | 0 | 1 | -360 | 360 | 0 | 0 | 0 | 0 | 0 | 0 | 0 | 0
5441 | 5480 | 0 | 0.079062 | 0 | 99999 | 99999 | 99999 | 1 | 0 | 1 | -360 | 360 | 0 | 0 | 0 | 0 | 0 | 0 | 0 | 0
5441 | 5447 | 0 | 0.058014 | 0 | 99999 | 99999 | 99999 | 1 | 0 | 1 | -360 | 360 | 0 | 0 | 0 | 0 | 0 | 0 | 0 | 0
5444 | 5480 | 0 | 0.50326 | 0 | 99999 | 99999 | 99999 | 1 | 0 | 1 | -360 | 360 | 0 | 0 | 0 | 0 | 0 | 0 | 0 | 0
5444 | 8129 | 0 | 0.28045 | 0 | 99999 | 99999 | 99999 | 1 | 0 | 1 | -360 | 360 | 0 | 0 | 0 | 0 | 0 | 0 | 0 | 0
5444 | 5465 | 0 | 0.18544 | 0 | 99999 | 99999 | 99999 | 1 | 0 | 1 | -360 | 360 | 0 | 0 | 0 | 0 | 0 | 0 | 0 | 0
5444 | 8116 | 0 | 0.43304 | 0 | 99999 | 99999 | 99999 | 1 | 0 | 1 | -360 | 360 | 0 | 0 | 0 | 0 | 0 | 0 | 0 | 0
5444 | 8070 | 0 | 0.2191 | 0 | 99999 | 99999 | 99999 | 1 | 0 | 1 | -360 | 360 | 0 | 0 | 0 | 0 | 0 | 0 | 0 | 0
5444 | 5449 | 0 | 0.21643 | 0 | 99999 | 99999 | 99999 | 1 | 0 | 1 | -360 | 360 | 0 | 0 | 0 | 0 | 0 | 0 | 0 | 0
5444 | 5447 | 0 | 0.53641 | 0 | 99999 | 99999 | 99999 | 1 | 0 | 1 | -360 | 360 | 0 | 0 | 0 | 0 | 0 | 0 | 0 | 0
5444 | 8060 | 0 | 0.13952 | 0 | 99999 | 99999 | 99999 | 1 | 0 | 1 | -360 | 360 | 0 | 0 | 0 | 0 | 0 | 0 | 0 | 0
5444 | 8087 | 0 | 0.4328 | 0 | 99999 | 99999 | 99999 | 1 | 0 | 1 | -360 | 360 | 0 | 0 | 0 | 0 | 0 | 0 | 0 | 0
5447 | 5480 | 0 | 0.010922 | 0 | 99999 | 99999 | 99999 | 1 | 0 | 1 | -360 | 360 | 0 | 0 | 0 | 0 | 0 | 0 | 0 | 0
5447 | 5463 | 0 | 0.53899 | 0 | 99999 | 99999 | 99999 | 1 | 0 | 1 | -360 | 360 | 0 | 0 | 0 | 0 | 0 | 0 | 0 | 0
5449 | 5480 | 0 | 0.18371 | 0 | 99999 | 99999 | 99999 | 1 | 0 | 1 | -360 | 360 | 0 | 0 | 0 | 0 | 0 | 0 | 0 | 0
5449 | 8129 | 0 | 0.65217 | 0 | 99999 | 99999 | 99999 | 1 | 0 | 1 | -360 | 360 | 0 | 0 | 0 | 0 | 0 | 0 | 0 | 0
5449 | 5465 | 0 | 0.41055 | 0 | 99999 | 99999 | 99999 | 1 | 0 | 1 | -360 | 360 | 0 | 0 | 0 | 0 | 0 | 0 | 0 | 0
5465 | 8129 | 0 | 0.4604 | 0 | 99999 | 99999 | 99999 | 1 | 0 | 1 | -360 | 360 | 0 | 0 | 0 | 0 | 0 | 0 | 0 | 0
6001 | 7406 | 0 | 0.47141 | 0 | 99999 | 99999 | 99999 | 1 | 0 | 1 | -360 | 360 | 0 | 0 | 0 | 0 | 0 | 0 | 0 | 0
6001 | 6047 | 0 | 0.75492 | 0 | 99999 | 99999 | 99999 | 1 | 0 | 1 | -360 | 360 | 0 | 0 | 0 | 0 | 0 | 0 | 0 | 0
6001 | 6349 | 0 | 0.62196 | 0 | 99999 | 99999 | 99999 | 1 | 0 | 1 | -360 | 360 | 0 | 0 | 0 | 0 | 0 | 0 | 0 | 0
6001 | 6199 | 0 | 0.17182 | 0 | 99999 | 99999 | 99999 | 1 | 0 | 1 | -360 | 360 | 0 | 0 | 0 | 0 | 0 | 0 | 0 | 0
6001 | 6288 | 0 | 0.13279 | 0 | 99999 | 99999 | 99999 | 1 | 0 | 1 | -360 | 360 | 0 | 0 | 0 | 0 | 0 | 0 | 0 | 0
6001 | 6236 | 0 | 0.2433 | 0 | 99999 | 99999 | 99999 | 1 | 0 | 1 | -360 | 360 | 0 | 0 | 0 | 0 | 0 | 0 | 0 | 0
6001 | 6058 | 0 | 0.22537 | 0 | 99999 | 99999 | 99999 | 1 | 0 | 1 | -360 | 360 | 0 | 0 | 0 | 0 | 0 | 0 | 0 | 0
6001 | 6241 | 0 | 0.27739 | 0 | 99999 | 99999 | 99999 | 1 | 0 | 1 | -360 | 360 | 0 | 0 | 0 | 0 | 0 | 0 | 0 | 0
6001 | 6037 | 0 | 0.095511 | 0 | 99999 | 99999 | 99999 | 1 | 0 | 1 | -360 | 360 | 0 | 0 | 0 | 0 | 0 | 0 | 0 | 0
6001 | 6164 | 0 | 0.74961 | 0 | 99999 | 99999 | 99999 | 1 | 0 | 1 | -360 | 360 | 0 | 0 | 0 | 0 | 0 | 0 | 0 | 0
6001 | 6069 | 0 | 0.5599 | 0 | 99999 | 99999 | 99999 | 1 | 0 | 1 | -360 | 360 | 0 | 0 | 0 | 0 | 0 | 0 | 0 | 0
6001 | 6147 | 0 | 0.51619 | 0 | 99999 | 99999 | 99999 | 1 | 0 | 1 | -360 | 360 | 0 | 0 | 0 | 0 | 0 | 0 | 0 | 0
6002 | 6047 | 0 | 0.012769 | 0 | 99999 | 99999 | 99999 | 1 | 0 | 1 | -360 | 360 | 0 | 0 | 0 | 0 | 0 | 0 | 0 | 0
6002 | 6199 | 0 | 0.15998 | 0 | 99999 | 99999 | 99999 | 1 | 0 | 1 | -360 | 360 | 0 | 0 | 0 | 0 | 0 | 0 | 0 | 0
6002 | 6288 | 0 | 0.59192 | 0 | 99999 | 99999 | 99999 | 1 | 0 | 1 | -360 | 360 | 0 | 0 | 0 | 0 | 0 | 0 | 0 | 0
6002 | 6236 | 0 | 0.50577 | 0 | 99999 | 99999 | 99999 | 1 | 0 | 1 | -360 | 360 | 0 | 0 | 0 | 0 | 0 | 0 | 0 | 0
6002 | 6058 | 0 | 0.31412 | 0 | 99999 | 99999 | 99999 | 1 | 0 | 1 | -360 | 360 | 0 | 0 | 0 | 0 | 0 | 0 | 0 | 0
6002 | 6037 | 0 | 0.13568 | 0 | 99999 | 99999 | 99999 | 1 | 0 | 1 | -360 | 360 | 0 | 0 | 0 | 0 | 0 | 0 | 0 | 0
6005 | 7406 | 0 | 0.40885 | 0 | 99999 | 99999 | 99999 | 1 | 0 | 1 | -360 | 360 | 0 | 0 | 0 | 0 | 0 | 0 | 0 | 0
6005 | 6344 | 0 | 0.45375 | 0 | 99999 | 99999 | 99999 | 1 | 0 | 1 | -360 | 360 | 0 | 0 | 0 | 0 | 0 | 0 | 0 | 0
6005 | 6349 | 0 | 0.17512 | 0 | 99999 | 99999 | 99999 | 1 | 0 | 1 | -360 | 360 | 0 | 0 | 0 | 0 | 0 | 0 | 0 | 0
6005 | 6223 | 0 | 0.43207 | 0 | 99999 | 99999 | 99999 | 1 | 0 | 1 | -360 | 360 | 0 | 0 | 0 | 0 | 0 | 0 | 0 | 0
6005 | 6018 | 0 | 0.6208 | 0 | 99999 | 99999 | 99999 | 1 | 0 | 1 | -360 | 360 | 0 | 0 | 0 | 0 | 0 | 0 | 0 | 0
6005 | 6111 | 0 | 0.44065 | 0 | 99999 | 99999 | 99999 | 1 | 0 | 1 | -360 | 360 | 0 | 0 | 0 | 0 | 0 | 0 | 0 | 0
6005 | 6078 | 0 | 0.17567 | 0 | 99999 | 99999 | 99999 | 1 | 0 | 1 | -360 | 360 | 0 | 0 | 0 | 0 | 0 | 0 | 0 | 0
6014 | 6349 | 0 | 0.56364 | 0 | 99999 | 99999 | 99999 | 1 | 0 | 1 | -360 | 360 | 0 | 0 | 0 | 0 | 0 | 0 | 0 | 0
6014 | 6223 | 0 | 0.53455 | 0 | 99999 | 99999 | 99999 | 1 | 0 | 1 | -360 | 360 | 0 | 0 | 0 | 0 | 0 | 0 | 0 | 0
6018 | 6208 | 0 | 0.12274 | 0 | 99999 | 99999 | 99999 | 1 | 0 | 1 | -360 | 360 | 0 | 0 | 0 | 0 | 0 | 0 | 0 | 0
6018 | 6344 | 0 | 0.48666 | 0 | 99999 | 99999 | 99999 | 1 | 0 | 1 | -360 | 360 | 0 | 0 | 0 | 0 | 0 | 0 | 0 | 0
6018 | 6349 | 0 | 0.05655 | 0 | 99999 | 99999 | 99999 | 1 | 0 | 1 | -360 | 360 | 0 | 0 | 0 | 0 | 0 | 0 | 0 | 0
6018 | 6120 | 0 | 0.67483 | 0 | 99999 | 99999 | 99999 | 1 | 0 | 1 | -360 | 360 | 0 | 0 | 0 | 0 | 0 | 0 | 0 | 0
6018 | 6223 | 0 | 0.036553 | 0 | 99999 | 99999 | 99999 | 1 | 0 | 1 | -360 | 360 | 0 | 0 | 0 | 0 | 0 | 0 | 0 | 0
6018 | 6035 | 0 | 0.06593 | 0 | 99999 | 99999 | 99999 | 1 | 0 | 1 | -360 | 360 | 0 | 0 | 0 | 0 | 0 | 0 | 0 | 0
6018 | 6230 | 0 | 0.27754 | 0 | 99999 | 99999 | 99999 | 1 | 0 | 1 | -360 | 360 | 0 | 0 | 0 | 0 | 0 | 0 | 0 | 0
6018 | 6061 | 0 | 0.12826 | 0 | 99999 | 99999 | 99999 | 1 | 0 | 1 | -360 | 360 | 0 | 0 | 0 | 0 | 0 | 0 | 0 | 0
6018 | 6111 | 0 | 0.70103 | 0 | 99999 | 99999 | 99999 | 1 | 0 | 1 | -360 | 360 | 0 | 0 | 0 | 0 | 0 | 0 | 0 | 0
6035 | 6355 | 0 | 0.15816 | 0 | 99999 | 99999 | 99999 | 1 | 0 | 1 | -360 | 360 | 0 | 0 | 0 | 0 | 0 | 0 | 0 | 0
6035 | 6208 | 0 | 0.058231 | 0 | 99999 | 99999 | 99999 | 1 | 0 | 1 | -360 | 360 | 0 | 0 | 0 | 0 | 0 | 0 | 0 | 0
6035 | 6344 | 0 | 0.055156 | 0 | 99999 | 99999 | 99999 | 1 | 0 | 1 | -360 | 360 | 0 | 0 | 0 | 0 | 0 | 0 | 0 | 0
6035 | 6349 | 0 | 0.04949 | 0 | 99999 | 99999 | 99999 | 1 | 0 | 1 | -360 | 360 | 0 | 0 | 0 | 0 | 0 | 0 | 0 | 0
6035 | 6120 | 0 | 0.1389 | 0 | 99999 | 99999 | 99999 | 1 | 0 | 1 | -360 | 360 | 0 | 0 | 0 | 0 | 0 | 0 | 0 | 0
6035 | 6223 | 0 | 0.098608 | 0 | 99999 | 99999 | 99999 | 1 | 0 | 1 | -360 | 360 | 0 | 0 | 0 | 0 | 0 | 0 | 0 | 0
6035 | 6230 | 0 | 0.65299 | 0 | 99999 | 99999 | 99999 | 1 | 0 | 1 | -360 | 360 | 0 | 0 | 0 | 0 | 0 | 0 | 0 | 0
6035 | 6061 | 0 | 0.39433 | 0 | 99999 | 99999 | 99999 | 1 | 0 | 1 | -360 | 360 | 0 | 0 | 0 | 0 | 0 | 0 | 0 | 0
6035 | 6111 | 0 | 0.1483 | 0 | 99999 | 99999 | 99999 | 1 | 0 | 1 | -360 | 360 | 0 | 0 | 0 | 0 | 0 | 0 | 0 | 0
6035 | 8087 | 0 | 0.40841 | 0 | 99999 | 99999 | 99999 | 1 | 0 | 1 | -360 | 360 | 0 | 0 | 0 | 0 | 0 | 0 | 0 | 0
6037 | 7406 | 0 | 0.17075 | 0 | 99999 | 99999 | 99999 | 1 | 0 | 1 | -360 | 360 | 0 | 0 | 0 | 0 | 0 | 0 | 0 | 0
6037 | 6047 | 0 | 0.15423 | 0 | 99999 | 99999 | 99999 | 1 | 0 | 1 | -360 | 360 | 0 | 0 | 0 | 0 | 0 | 0 | 0 | 0
6037 | 6349 | 0 | 0.20886 | 0 | 99999 | 99999 | 99999 | 1 | 0 | 1 | -360 | 360 | 0 | 0 | 0 | 0 | 0 | 0 | 0 | 0
6037 | 6199 | 0 | 0.033983 | 0 | 99999 | 99999 | 99999 | 1 | 0 | 1 | -360 | 360 | 0 | 0 | 0 | 0 | 0 | 0 | 0 | 0
6037 | 6335 | 0 | 0.2587 | 0 | 99999 | 99999 | 99999 | 1 | 0 | 1 | -360 | 360 | 0 | 0 | 0 | 0 | 0 | 0 | 0 | 0
6037 | 6288 | 0 | 0.054765 | 0 | 99999 | 99999 | 99999 | 1 | 0 | 1 | -360 | 360 | 0 | 0 | 0 | 0 | 0 | 0 | 0 | 0
6037 | 6236 | 0 | 0.128 | 0 | 99999 | 99999 | 99999 | 1 | 0 | 1 | -360 | 360 | 0 | 0 | 0 | 0 | 0 | 0 | 0 | 0
6037 | 6058 | 0 | 0.077531 | 0 | 99999 | 99999 | 99999 | 1 | 0 | 1 | -360 | 360 | 0 | 0 | 0 | 0 | 0 | 0 | 0 | 0
6037 | 6302 | 0 | 0.38264 | 0 | 99999 | 99999 | 99999 | 1 | 0 | 1 | -360 | 360 | 0 | 0 | 0 | 0 | 0 | 0 | 0 | 0
6037 | 6230 | 0 | 0.3879 | 0 | 99999 | 99999 | 99999 | 1 | 0 | 1 | -360 | 360 | 0 | 0 | 0 | 0 | 0 | 0 | 0 | 0
6037 | 6241 | 0 | 0.15694 | 0 | 99999 | 99999 | 99999 | 1 | 0 | 1 | -360 | 360 | 0 | 0 | 0 | 0 | 0 | 0 | 0 | 0
6037 | 6164 | 0 | 0.25308 | 0 | 99999 | 99999 | 99999 | 1 | 0 | 1 | -360 | 360 | 0 | 0 | 0 | 0 | 0 | 0 | 0 | 0
6037 | 6069 | 0 | 0.20206 | 0 | 99999 | 99999 | 99999 | 1 | 0 | 1 | -360 | 360 | 0 | 0 | 0 | 0 | 0 | 0 | 0 | 0
6037 | 6147 | 0 | 0.1365 | 0 | 99999 | 99999 | 99999 | 1 | 0 | 1 | -360 | 360 | 0 | 0 | 0 | 0 | 0 | 0 | 0 | 0
6047 | 7406 | 0 | 0.68884 | 0 | 99999 | 99999 | 99999 | 1 | 0 | 1 | -360 | 360 | 0 | 0 | 0 | 0 | 0 | 0 | 0 | 0
6047 | 6349 | 0 | 0.30928 | 0 | 99999 | 99999 | 99999 | 1 | 0 | 1 | -360 | 360 | 0 | 0 | 0 | 0 | 0 | 0 | 0 | 0
6047 | 6199 | 0 | 0.033634 | 0 | 99999 | 99999 | 99999 | 1 | 0 | 1 | -360 | 360 | 0 | 0 | 0 | 0 | 0 | 0 | 0 | 0
6047 | 6288 | 0 | 0.2644 | 0 | 99999 | 99999 | 99999 | 1 | 0 | 1 | -360 | 360 | 0 | 0 | 0 | 0 | 0 | 0 | 0 | 0
6047 | 6236 | 0 | 0.17333 | 0 | 99999 | 99999 | 99999 | 1 | 0 | 1 | -360 | 360 | 0 | 0 | 0 | 0 | 0 | 0 | 0 | 0
6047 | 6058 | 0 | 0.58494 | 0 | 99999 | 99999 | 99999 | 1 | 0 | 1 | -360 | 360 | 0 | 0 | 0 | 0 | 0 | 0 | 0 | 0
6047 | 6241 | 0 | 0.74422 | 0 | 99999 | 99999 | 99999 | 1 | 0 | 1 | -360 | 360 | 0 | 0 | 0 | 0 | 0 | 0 | 0 | 0
6047 | 6069 | 0 | 0.48878 | 0 | 99999 | 99999 | 99999 | 1 | 0 | 1 | -360 | 360 | 0 | 0 | 0 | 0 | 0 | 0 | 0 | 0
6047 | 6147 | 0 | 0.62085 | 0 | 99999 | 99999 | 99999 | 1 | 0 | 1 | -360 | 360 | 0 | 0 | 0 | 0 | 0 | 0 | 0 | 0
6058 | 7406 | 0 | 0.24661 | 0 | 99999 | 99999 | 99999 | 1 | 0 | 1 | -360 | 360 | 0 | 0 | 0 | 0 | 0 | 0 | 0 | 0
6058 | 6349 | 0 | 0.15585 | 0 | 99999 | 99999 | 99999 | 1 | 0 | 1 | -360 | 360 | 0 | 0 | 0 | 0 | 0 | 0 | 0 | 0
6058 | 6199 | 0 | 0.17047 | 0 | 99999 | 99999 | 99999 | 1 | 0 | 1 | -360 | 360 | 0 | 0 | 0 | 0 | 0 | 0 | 0 | 0
6058 | 6335 | 0 | 0.77985 | 0 | 99999 | 99999 | 99999 | 1 | 0 | 1 | -360 | 360 | 0 | 0 | 0 | 0 | 0 | 0 | 0 | 0
6058 | 6223 | 0 | 0.55062 | 0 | 99999 | 99999 | 99999 | 1 | 0 | 1 | -360 | 360 | 0 | 0 | 0 | 0 | 0 | 0 | 0 | 0
6058 | 6288 | 0 | 0.32886 | 0 | 99999 | 99999 | 99999 | 1 | 0 | 1 | -360 | 360 | 0 | 0 | 0 | 0 | 0 | 0 | 0 | 0
6058 | 6236 | 0 | 0.30395 | 0 | 99999 | 99999 | 99999 | 1 | 0 | 1 | -360 | 360 | 0 | 0 | 0 | 0 | 0 | 0 | 0 | 0
6058 | 6302 | 0 | 0.20639 | 0 | 99999 | 99999 | 99999 | 1 | 0 | 1 | -360 | 360 | 0 | 0 | 0 | 0 | 0 | 0 | 0 | 0
6058 | 6230 | 0 | 0.17539 | 0 | 99999 | 99999 | 99999 | 1 | 0 | 1 | -360 | 360 | 0 | 0 | 0 | 0 | 0 | 0 | 0 | 0
6058 | 6241 | 0 | 0.63953 | 0 | 99999 | 99999 | 99999 | 1 | 0 | 1 | -360 | 360 | 0 | 0 | 0 | 0 | 0 | 0 | 0 | 0
6058 | 6164 | 0 | 0.20865 | 0 | 99999 | 99999 | 99999 | 1 | 0 | 1 | -360 | 360 | 0 | 0 | 0 | 0 | 0 | 0 | 0 | 0
6058 | 6069 | 0 | 0.13158 | 0 | 99999 | 99999 | 99999 | 1 | 0 | 1 | -360 | 360 | 0 | 0 | 0 | 0 | 0 | 0 | 0 | 0
6058 | 6147 | 0 | 0.35693 | 0 | 99999 | 99999 | 99999 | 1 | 0 | 1 | -360 | 360 | 0 | 0 | 0 | 0 | 0 | 0 | 0 | 0
6061 | 6208 | 0 | 0.08713 | 0 | 99999 | 99999 | 99999 | 1 | 0 | 1 | -360 | 360 | 0 | 0 | 0 | 0 | 0 | 0 | 0 | 0
6061 | 6349 | 0 | 0.25056 | 0 | 99999 | 99999 | 99999 | 1 | 0 | 1 | -360 | 360 | 0 | 0 | 0 | 0 | 0 | 0 | 0 | 0
6061 | 6120 | 0 | 0.22006 | 0 | 99999 | 99999 | 99999 | 1 | 0 | 1 | -360 | 360 | 0 | 0 | 0 | 0 | 0 | 0 | 0 | 0
6061 | 6223 | 0 | 0.090326 | 0 | 99999 | 99999 | 99999 | 1 | 0 | 1 | -360 | 360 | 0 | 0 | 0 | 0 | 0 | 0 | 0 | 0
6069 | 7406 | 0 | 0.24274 | 0 | 99999 | 99999 | 99999 | 1 | 0 | 1 | -360 | 360 | 0 | 0 | 0 | 0 | 0 | 0 | 0 | 0
6069 | 6349 | 0 | 0.0881 | 0 | 99999 | 99999 | 99999 | 1 | 0 | 1 | -360 | 360 | 0 | 0 | 0 | 0 | 0 | 0 | 0 | 0
6069 | 6199 | 0 | 0.24904 | 0 | 99999 | 99999 | 99999 | 1 | 0 | 1 | -360 | 360 | 0 | 0 | 0 | 0 | 0 | 0 | 0 | 0
6069 | 6223 | 0 | 0.62478 | 0 | 99999 | 99999 | 99999 | 1 | 0 | 1 | -360 | 360 | 0 | 0 | 0 | 0 | 0 | 0 | 0 | 0
6069 | 6288 | 0 | 0.60713 | 0 | 99999 | 99999 | 99999 | 1 | 0 | 1 | -360 | 360 | 0 | 0 | 0 | 0 | 0 | 0 | 0 | 0
6069 | 6236 | 0 | 0.33863 | 0 | 99999 | 99999 | 99999 | 1 | 0 | 1 | -360 | 360 | 0 | 0 | 0 | 0 | 0 | 0 | 0 | 0
6069 | 6302 | 0 | 0.19526 | 0 | 99999 | 99999 | 99999 | 1 | 0 | 1 | -360 | 360 | 0 | 0 | 0 | 0 | 0 | 0 | 0 | 0
6069 | 6230 | 0 | 0.29849 | 0 | 99999 | 99999 | 99999 | 1 | 0 | 1 | -360 | 360 | 0 | 0 | 0 | 0 | 0 | 0 | 0 | 0
6069 | 6164 | 0 | 0.1974 | 0 | 99999 | 99999 | 99999 | 1 | 0 | 1 | -360 | 360 | 0 | 0 | 0 | 0 | 0 | 0 | 0 | 0
6069 | 6147 | 0 | 0.36332 | 0 | 99999 | 99999 | 99999 | 1 | 0 | 1 | -360 | 360 | 0 | 0 | 0 | 0 | 0 | 0 | 0 | 0
6078 | 7406 | 0 | 0.080533 | 0 | 99999 | 99999 | 99999 | 1 | 0 | 1 | -360 | 360 | 0 | 0 | 0 | 0 | 0 | 0 | 0 | 0
6078 | 7170 | 0 | 0.70685 | 0 | 99999 | 99999 | 99999 | 1 | 0 | 1 | -360 | 360 | 0 | 0 | 0 | 0 | 0 | 0 | 0 | 0
6078 | 7400 | 0 | 0.25859 | 0 | 99999 | 99999 | 99999 | 1 | 0 | 1 | -360 | 360 | 0 | 0 | 0 | 0 | 0 | 0 | 0 | 0
6078 | 8095 | 0 | 0.74936 | 0 | 99999 | 99999 | 99999 | 1 | 0 | 1 | -360 | 360 | 0 | 0 | 0 | 0 | 0 | 0 | 0 | 0
6078 | 8140 | 0 | 0.53682 | 0 | 99999 | 99999 | 99999 | 1 | 0 | 1 | -360 | 360 | 0 | 0 | 0 | 0 | 0 | 0 | 0 | 0
6078 | 7422 | 0 | 0.75494 | 0 | 99999 | 99999 | 99999 | 1 | 0 | 1 | -360 | 360 | 0 | 0 | 0 | 0 | 0 | 0 | 0 | 0
6078 | 7428 | 0 | 0.6821 | 0 | 99999 | 99999 | 99999 | 1 | 0 | 1 | -360 | 360 | 0 | 0 | 0 | 0 | 0 | 0 | 0 | 0
6078 | 6349 | 0 | 0.49784 | 0 | 99999 | 99999 | 99999 | 1 | 0 | 1 | -360 | 360 | 0 | 0 | 0 | 0 | 0 | 0 | 0 | 0
6111 | 6355 | 0 | 0.62398 | 0 | 99999 | 99999 | 99999 | 1 | 0 | 1 | -360 | 360 | 0 | 0 | 0 | 0 | 0 | 0 | 0 | 0
6111 | 6344 | 0 | 0.20967 | 0 | 99999 | 99999 | 99999 | 1 | 0 | 1 | -360 | 360 | 0 | 0 | 0 | 0 | 0 | 0 | 0 | 0
6111 | 6349 | 0 | 0.082029 | 0 | 99999 | 99999 | 99999 | 1 | 0 | 1 | -360 | 360 | 0 | 0 | 0 | 0 | 0 | 0 | 0 | 0
6111 | 6120 | 0 | 0.6548 | 0 | 99999 | 99999 | 99999 | 1 | 0 | 1 | -360 | 360 | 0 | 0 | 0 | 0 | 0 | 0 | 0 | 0
6111 | 6223 | 0 | 0.40222 | 0 | 99999 | 99999 | 99999 | 1 | 0 | 1 | -360 | 360 | 0 | 0 | 0 | 0 | 0 | 0 | 0 | 0
6111 | 8087 | 0 | 0.11164 | 0 | 99999 | 99999 | 99999 | 1 | 0 | 1 | -360 | 360 | 0 | 0 | 0 | 0 | 0 | 0 | 0 | 0
6120 | 6355 | 0 | 0.11949 | 0 | 99999 | 99999 | 99999 | 1 | 0 | 1 | -360 | 360 | 0 | 0 | 0 | 0 | 0 | 0 | 0 | 0
6120 | 6208 | 0 | 0.028726 | 0 | 99999 | 99999 | 99999 | 1 | 0 | 1 | -360 | 360 | 0 | 0 | 0 | 0 | 0 | 0 | 0 | 0
6120 | 6344 | 0 | 0.14157 | 0 | 99999 | 99999 | 99999 | 1 | 0 | 1 | -360 | 360 | 0 | 0 | 0 | 0 | 0 | 0 | 0 | 0
6120 | 6349 | 0 | 0.034055 | 0 | 99999 | 99999 | 99999 | 1 | 0 | 1 | -360 | 360 | 0 | 0 | 0 | 0 | 0 | 0 | 0 | 0
6120 | 6223 | 0 | 0.30971 | 0 | 99999 | 99999 | 99999 | 1 | 0 | 1 | -360 | 360 | 0 | 0 | 0 | 0 | 0 | 0 | 0 | 0
6147 | 7406 | 0 | 0.16191 | 0 | 99999 | 99999 | 99999 | 1 | 0 | 1 | -360 | 360 | 0 | 0 | 0 | 0 | 0 | 0 | 0 | 0
6147 | 6349 | 0 | 0.34041 | 0 | 99999 | 99999 | 99999 | 1 | 0 | 1 | -360 | 360 | 0 | 0 | 0 | 0 | 0 | 0 | 0 | 0
6147 | 6199 | 0 | 0.17059 | 0 | 99999 | 99999 | 99999 | 1 | 0 | 1 | -360 | 360 | 0 | 0 | 0 | 0 | 0 | 0 | 0 | 0
6147 | 6335 | 0 | 0.71328 | 0 | 99999 | 99999 | 99999 | 1 | 0 | 1 | -360 | 360 | 0 | 0 | 0 | 0 | 0 | 0 | 0 | 0
6147 | 6288 | 0 | 0.33939 | 0 | 99999 | 99999 | 99999 | 1 | 0 | 1 | -360 | 360 | 0 | 0 | 0 | 0 | 0 | 0 | 0 | 0
6147 | 6236 | 0 | 0.23023 | 0 | 99999 | 99999 | 99999 | 1 | 0 | 1 | -360 | 360 | 0 | 0 | 0 | 0 | 0 | 0 | 0 | 0
6147 | 6302 | 0 | 0.59315 | 0 | 99999 | 99999 | 99999 | 1 | 0 | 1 | -360 | 360 | 0 | 0 | 0 | 0 | 0 | 0 | 0 | 0
6147 | 6230 | 0 | 0.7523 | 0 | 99999 | 99999 | 99999 | 1 | 0 | 1 | -360 | 360 | 0 | 0 | 0 | 0 | 0 | 0 | 0 | 0
6147 | 6241 | 0 | 0.34279 | 0 | 99999 | 99999 | 99999 | 1 | 0 | 1 | -360 | 360 | 0 | 0 | 0 | 0 | 0 | 0 | 0 | 0
6147 | 6164 | 0 | 0.28866 | 0 | 99999 | 99999 | 99999 | 1 | 0 | 1 | -360 | 360 | 0 | 0 | 0 | 0 | 0 | 0 | 0 | 0
6164 | 7406 | 0 | 0.15608 | 0 | 99999 | 99999 | 99999 | 1 | 0 | 1 | -360 | 360 | 0 | 0 | 0 | 0 | 0 | 0 | 0 | 0
6164 | 6349 | 0 | 0.23152 | 0 | 99999 | 99999 | 99999 | 1 | 0 | 1 | -360 | 360 | 0 | 0 | 0 | 0 | 0 | 0 | 0 | 0
6164 | 6199 | 0 | 0.34281 | 0 | 99999 | 99999 | 99999 | 1 | 0 | 1 | -360 | 360 | 0 | 0 | 0 | 0 | 0 | 0 | 0 | 0
6164 | 6288 | 0 | 0.70065 | 0 | 99999 | 99999 | 99999 | 1 | 0 | 1 | -360 | 360 | 0 | 0 | 0 | 0 | 0 | 0 | 0 | 0
6164 | 6236 | 0 | 0.46263 | 0 | 99999 | 99999 | 99999 | 1 | 0 | 1 | -360 | 360 | 0 | 0 | 0 | 0 | 0 | 0 | 0 | 0
6164 | 6302 | 0 | 0.27482 | 0 | 99999 | 99999 | 99999 | 1 | 0 | 1 | -360 | 360 | 0 | 0 | 0 | 0 | 0 | 0 | 0 | 0
6164 | 6230 | 0 | 0.38403 | 0 | 99999 | 99999 | 99999 | 1 | 0 | 1 | -360 | 360 | 0 | 0 | 0 | 0 | 0 | 0 | 0 | 0
6199 | 7406 | 0 | 0.19846 | 0 | 99999 | 99999 | 99999 | 1 | 0 | 1 | -360 | 360 | 0 | 0 | 0 | 0 | 0 | 0 | 0 | 0
6199 | 6349 | 0 | 0.1817 | 0 | 99999 | 99999 | 99999 | 1 | 0 | 1 | -360 | 360 | 0 | 0 | 0 | 0 | 0 | 0 | 0 | 0
6199 | 6335 | 0 | 0.32517 | 0 | 99999 | 99999 | 99999 | 1 | 0 | 1 | -360 | 360 | 0 | 0 | 0 | 0 | 0 | 0 | 0 | 0
6199 | 6288 | 0 | 0.037704 | 0 | 99999 | 99999 | 99999 | 1 | 0 | 1 | -360 | 360 | 0 | 0 | 0 | 0 | 0 | 0 | 0 | 0
6199 | 6236 | 0 | 0.054353 | 0 | 99999 | 99999 | 99999 | 1 | 0 | 1 | -360 | 360 | 0 | 0 | 0 | 0 | 0 | 0 | 0 | 0
6199 | 6302 | 0 | 0.51256 | 0 | 99999 | 99999 | 99999 | 1 | 0 | 1 | -360 | 360 | 0 | 0 | 0 | 0 | 0 | 0 | 0 | 0
6199 | 6230 | 0 | 0.60765 | 0 | 99999 | 99999 | 99999 | 1 | 0 | 1 | -360 | 360 | 0 | 0 | 0 | 0 | 0 | 0 | 0 | 0
6199 | 6241 | 0 | 0.13343 | 0 | 99999 | 99999 | 99999 | 1 | 0 | 1 | -360 | 360 | 0 | 0 | 0 | 0 | 0 | 0 | 0 | 0
6208 | 6344 | 0 | 0.058494 | 0 | 99999 | 99999 | 99999 | 1 | 0 | 1 | -360 | 360 | 0 | 0 | 0 | 0 | 0 | 0 | 0 | 0
6208 | 6349 | 0 | 0.38921 | 0 | 99999 | 99999 | 99999 | 1 | 0 | 1 | -360 | 360 | 0 | 0 | 0 | 0 | 0 | 0 | 0 | 0
6208 | 6223 | 0 | 0.17245 | 0 | 99999 | 99999 | 99999 | 1 | 0 | 1 | -360 | 360 | 0 | 0 | 0 | 0 | 0 | 0 | 0 | 0
6214 | 6349 | 0 | 0.067779 | 0 | 99999 | 99999 | 99999 | 1 | 0 | 1 | -360 | 360 | 0 | 0 | 0 | 0 | 0 | 0 | 0 | 0
6223 | 6355 | 0 | 0.20139 | 0 | 99999 | 99999 | 99999 | 1 | 0 | 1 | -360 | 360 | 0 | 0 | 0 | 0 | 0 | 0 | 0 | 0
6223 | 6344 | 0 | 0.2149 | 0 | 99999 | 99999 | 99999 | 1 | 0 | 1 | -360 | 360 | 0 | 0 | 0 | 0 | 0 | 0 | 0 | 0
6223 | 6349 | 0 | 0.028026 | 0 | 99999 | 99999 | 99999 | 1 | 0 | 1 | -360 | 360 | 0 | 0 | 0 | 0 | 0 | 0 | 0 | 0
6223 | 6230 | 0 | 0.038638 | 0 | 99999 | 99999 | 99999 | 1 | 0 | 1 | -360 | 360 | 0 | 0 | 0 | 0 | 0 | 0 | 0 | 0
6230 | 7406 | 0 | 0.47139 | 0 | 99999 | 99999 | 99999 | 1 | 0 | 1 | -360 | 360 | 0 | 0 | 0 | 0 | 0 | 0 | 0 | 0
6230 | 6349 | 0 | 0.14497 | 0 | 99999 | 99999 | 99999 | 1 | 0 | 1 | -360 | 360 | 0 | 0 | 0 | 0 | 0 | 0 | 0 | 0
6230 | 6302 | 0 | 0.29874 | 0 | 99999 | 99999 | 99999 | 1 | 0 | 1 | -360 | 360 | 0 | 0 | 0 | 0 | 0 | 0 | 0 | 0
6236 | 6335 | 0 | 0.019557 | 0 | 99999 | 99999 | 99999 | 1 | 0 | 1 | -360 | 360 | 0 | 0 | 0 | 0 | 0 | 0 | 0 | 0
6236 | 7406 | 0 | 0.22677 | 0 | 99999 | 99999 | 99999 | 1 | 0 | 1 | -360 | 360 | 0 | 0 | 0 | 0 | 0 | 0 | 0 | 0
6236 | 6349 | 0 | 0.24846 | 0 | 99999 | 99999 | 99999 | 1 | 0 | 1 | -360 | 360 | 0 | 0 | 0 | 0 | 0 | 0 | 0 | 0
6236 | 6288 | 0 | 0.13108 | 0 | 99999 | 99999 | 99999 | 1 | 0 | 1 | -360 | 360 | 0 | 0 | 0 | 0 | 0 | 0 | 0 | 0
6236 | 6302 | 0 | 0.68822 | 0 | 99999 | 99999 | 99999 | 1 | 0 | 1 | -360 | 360 | 0 | 0 | 0 | 0 | 0 | 0 | 0 | 0
6236 | 6241 | 0 | 0.3066 | 0 | 99999 | 99999 | 99999 | 1 | 0 | 1 | -360 | 360 | 0 | 0 | 0 | 0 | 0 | 0 | 0 | 0
6241 | 7406 | 0 | 0.23624 | 0 | 99999 | 99999 | 99999 | 1 | 0 | 1 | -360 | 360 | 0 | 0 | 0 | 0 | 0 | 0 | 0 | 0
6241 | 6288 | 0 | 0.13429 | 0 | 99999 | 99999 | 99999 | 1 | 0 | 1 | -360 | 360 | 0 | 0 | 0 | 0 | 0 | 0 | 0 | 0
6288 | 7406 | 0 | 0.34912 | 0 | 99999 | 99999 | 99999 | 1 | 0 | 1 | -360 | 360 | 0 | 0 | 0 | 0 | 0 | 0 | 0 | 0
6288 | 6349 | 0 | 0.54012 | 0 | 99999 | 99999 | 99999 | 1 | 0 | 1 | -360 | 360 | 0 | 0 | 0 | 0 | 0 | 0 | 0 | 0
6288 | 6335 | 0 | 0.67611 | 0 | 99999 | 99999 | 99999 | 1 | 0 | 1 | -360 | 360 | 0 | 0 | 0 | 0 | 0 | 0 | 0 | 0
6302 | 7406 | 0 | 0.35666 | 0 | 99999 | 99999 | 99999 | 1 | 0 | 1 | -360 | 360 | 0 | 0 | 0 | 0 | 0 | 0 | 0 | 0
6302 | 6349 | 0 | 0.23421 | 0 | 99999 | 99999 | 99999 | 1 | 0 | 1 | -360 | 360 | 0 | 0 | 0 | 0 | 0 | 0 | 0 | 0
6344 | 6355 | 0 | 0.062153 | 0 | 99999 | 99999 | 99999 | 1 | 0 | 1 | -360 | 360 | 0 | 0 | 0 | 0 | 0 | 0 | 0 | 0
6344 | 6349 | 0 | 0.047983 | 0 | 99999 | 99999 | 99999 | 1 | 0 | 1 | -360 | 360 | 0 | 0 | 0 | 0 | 0 | 0 | 0 | 0
6344 | 8087 | 0 | 0.53608 | 0 | 99999 | 99999 | 99999 | 1 | 0 | 1 | -360 | 360 | 0 | 0 | 0 | 0 | 0 | 0 | 0 | 0
6349 | 7406 | 0 | 0.22213 | 0 | 99999 | 99999 | 99999 | 1 | 0 | 1 | -360 | 360 | 0 | 0 | 0 | 0 | 0 | 0 | 0 | 0
6349 | 6355 | 0 | 0.078196 | 0 | 99999 | 99999 | 99999 | 1 | 0 | 1 | -360 | 360 | 0 | 0 | 0 | 0 | 0 | 0 | 0 | 0
6349 | 8087 | 0 | 0.21031 | 0 | 99999 | 99999 | 99999 | 1 | 0 | 1 | -360 | 360 | 0 | 0 | 0 | 0 | 0 | 0 | 0 | 0
7001 | 7406 | 0 | 0.079178 | 0 | 99999 | 99999 | 99999 | 1 | 0 | 1 | -360 | 360 | 0 | 0 | 0 | 0 | 0 | 0 | 0 | 0
7004 | 7091 | 0 | 0.39149 | 0 | 99999 | 99999 | 99999 | 1 | 0 | 1 | -360 | 360 | 0 | 0 | 0 | 0 | 0 | 0 | 0 | 0
7004 | 7404 | 0 | 0.56606 | 0 | 99999 | 99999 | 99999 | 1 | 0 | 1 | -360 | 360 | 0 | 0 | 0 | 0 | 0 | 0 | 0 | 0
7004 | 7259 | 0 | 0.1816 | 0 | 99999 | 99999 | 99999 | 1 | 0 | 1 | -360 | 360 | 0 | 0 | 0 | 0 | 0 | 0 | 0 | 0
7004 | 7157 | 0 | 0.45188 | 0 | 99999 | 99999 | 99999 | 1 | 0 | 1 | -360 | 360 | 0 | 0 | 0 | 0 | 0 | 0 | 0 | 0
7004 | 7400 | 0 | 0.033873 | 0 | 99999 | 99999 | 99999 | 1 | 0 | 1 | -360 | 360 | 0 | 0 | 0 | 0 | 0 | 0 | 0 | 0
7004 | 7330 | 0 | 0.15954 | 0 | 99999 | 99999 | 99999 | 1 | 0 | 1 | -360 | 360 | 0 | 0 | 0 | 0 | 0 | 0 | 0 | 0
7004 | 7075 | 0 | 0.55003 | 0 | 99999 | 99999 | 99999 | 1 | 0 | 1 | -360 | 360 | 0 | 0 | 0 | 0 | 0 | 0 | 0 | 0
7004 | 7248 | 0 | 0.32981 | 0 | 99999 | 99999 | 99999 | 1 | 0 | 1 | -360 | 360 | 0 | 0 | 0 | 0 | 0 | 0 | 0 | 0
7004 | 7279 | 0 | 0.60918 | 0 | 99999 | 99999 | 99999 | 1 | 0 | 1 | -360 | 360 | 0 | 0 | 0 | 0 | 0 | 0 | 0 | 0
7004 | 7127 | 0 | 0.2288 | 0 | 99999 | 99999 | 99999 | 1 | 0 | 1 | -360 | 360 | 0 | 0 | 0 | 0 | 0 | 0 | 0 | 0
7004 | 7221 | 0 | 0.37585 | 0 | 99999 | 99999 | 99999 | 1 | 0 | 1 | -360 | 360 | 0 | 0 | 0 | 0 | 0 | 0 | 0 | 0
7004 | 7185 | 0 | 0.39133 | 0 | 99999 | 99999 | 99999 | 1 | 0 | 1 | -360 | 360 | 0 | 0 | 0 | 0 | 0 | 0 | 0 | 0
7004 | 7138 | 0 | 0.10967 | 0 | 99999 | 99999 | 99999 | 1 | 0 | 1 | -360 | 360 | 0 | 0 | 0 | 0 | 0 | 0 | 0 | 0
7004 | 7051 | 0 | 0.22891 | 0 | 99999 | 99999 | 99999 | 1 | 0 | 1 | -360 | 360 | 0 | 0 | 0 | 0 | 0 | 0 | 0 | 0
7004 | 7124 | 0 | 0.17098 | 0 | 99999 | 99999 | 99999 | 1 | 0 | 1 | -360 | 360 | 0 | 0 | 0 | 0 | 0 | 0 | 0 | 0
7004 | 7084 | 0 | 0.22455 | 0 | 99999 | 99999 | 99999 | 1 | 0 | 1 | -360 | 360 | 0 | 0 | 0 | 0 | 0 | 0 | 0 | 0
7004 | 7317 | 0 | 0.15094 | 0 | 99999 | 99999 | 99999 | 1 | 0 | 1 | -360 | 360 | 0 | 0 | 0 | 0 | 0 | 0 | 0 | 0
7004 | 7422 | 0 | 0.10239 | 0 | 99999 | 99999 | 99999 | 1 | 0 | 1 | -360 | 360 | 0 | 0 | 0 | 0 | 0 | 0 | 0 | 0
7004 | 7229 | 0 | 0.6013 | 0 | 99999 | 99999 | 99999 | 1 | 0 | 1 | -360 | 360 | 0 | 0 | 0 | 0 | 0 | 0 | 0 | 0
7004 | 7428 | 0 | 0.23723 | 0 | 99999 | 99999 | 99999 | 1 | 0 | 1 | -360 | 360 | 0 | 0 | 0 | 0 | 0 | 0 | 0 | 0
7004 | 7208 | 0 | 0.20424 | 0 | 99999 | 99999 | 99999 | 1 | 0 | 1 | -360 | 360 | 0 | 0 | 0 | 0 | 0 | 0 | 0 | 0
7010 | 7246 | 0 | 0.24637 | 0 | 99999 | 99999 | 99999 | 1 | 0 | 1 | -360 | 360 | 0 | 0 | 0 | 0 | 0 | 0 | 0 | 0
7010 | 7235 | 0 | 0.15808 | 0 | 99999 | 99999 | 99999 | 1 | 0 | 1 | -360 | 360 | 0 | 0 | 0 | 0 | 0 | 0 | 0 | 0
7012 | 7069 | 0 | 0.64531 | 0 | 99999 | 99999 | 99999 | 1 | 0 | 1 | -360 | 360 | 0 | 0 | 0 | 0 | 0 | 0 | 0 | 0
7012 | 7049 | 0 | 0.44994 | 0 | 99999 | 99999 | 99999 | 1 | 0 | 1 | -360 | 360 | 0 | 0 | 0 | 0 | 0 | 0 | 0 | 0
7039 | 7406 | 0 | 0.70239 | 0 | 99999 | 99999 | 99999 | 1 | 0 | 1 | -360 | 360 | 0 | 0 | 0 | 0 | 0 | 0 | 0 | 0
7039 | 7069 | 0 | 0.44319 | 0 | 99999 | 99999 | 99999 | 1 | 0 | 1 | -360 | 360 | 0 | 0 | 0 | 0 | 0 | 0 | 0 | 0
7039 | 7410 | 0 | 0.14966 | 0 | 99999 | 99999 | 99999 | 1 | 0 | 1 | -360 | 360 | 0 | 0 | 0 | 0 | 0 | 0 | 0 | 0
7039 | 7400 | 0 | 0.15327 | 0 | 99999 | 99999 | 99999 | 1 | 0 | 1 | -360 | 360 | 0 | 0 | 0 | 0 | 0 | 0 | 0 | 0
7039 | 7127 | 0 | 0.056366 | 0 | 99999 | 99999 | 99999 | 1 | 0 | 1 | -360 | 360 | 0 | 0 | 0 | 0 | 0 | 0 | 0 | 0
7039 | 7185 | 0 | 0.33478 | 0 | 99999 | 99999 | 99999 | 1 | 0 | 1 | -360 | 360 | 0 | 0 | 0 | 0 | 0 | 0 | 0 | 0
7039 | 7049 | 0 | 0.39635 | 0 | 99999 | 99999 | 99999 | 1 | 0 | 1 | -360 | 360 | 0 | 0 | 0 | 0 | 0 | 0 | 0 | 0
7039 | 7422 | 0 | 0.42683 | 0 | 99999 | 99999 | 99999 | 1 | 0 | 1 | -360 | 360 | 0 | 0 | 0 | 0 | 0 | 0 | 0 | 0
7039 | 7353 | 0 | 0.51001 | 0 | 99999 | 99999 | 99999 | 1 | 0 | 1 | -360 | 360 | 0 | 0 | 0 | 0 | 0 | 0 | 0 | 0
7039 | 7343 | 0 | 0.62143 | 0 | 99999 | 99999 | 99999 | 1 | 0 | 1 | -360 | 360 | 0 | 0 | 0 | 0 | 0 | 0 | 0 | 0
7039 | 7229 | 0 | 0.2181 | 0 | 99999 | 99999 | 99999 | 1 | 0 | 1 | -360 | 360 | 0 | 0 | 0 | 0 | 0 | 0 | 0 | 0
7039 | 7428 | 0 | 0.19788 | 0 | 99999 | 99999 | 99999 | 1 | 0 | 1 | -360 | 360 | 0 | 0 | 0 | 0 | 0 | 0 | 0 | 0
7049 | 7177 | 0 | 0.74805 | 0 | 99999 | 99999 | 99999 | 1 | 0 | 1 | -360 | 360 | 0 | 0 | 0 | 0 | 0 | 0 | 0 | 0
7049 | 7410 | 0 | 0.26982 | 0 | 99999 | 99999 | 99999 | 1 | 0 | 1 | -360 | 360 | 0 | 0 | 0 | 0 | 0 | 0 | 0 | 0
7049 | 7170 | 0 | 0.47058 | 0 | 99999 | 99999 | 99999 | 1 | 0 | 1 | -360 | 360 | 0 | 0 | 0 | 0 | 0 | 0 | 0 | 0
7049 | 7157 | 0 | 0.72928 | 0 | 99999 | 99999 | 99999 | 1 | 0 | 1 | -360 | 360 | 0 | 0 | 0 | 0 | 0 | 0 | 0 | 0
7049 | 7400 | 0 | 0.14829 | 0 | 99999 | 99999 | 99999 | 1 | 0 | 1 | -360 | 360 | 0 | 0 | 0 | 0 | 0 | 0 | 0 | 0
7049 | 7330 | 0 | 0.66299 | 0 | 99999 | 99999 | 99999 | 1 | 0 | 1 | -360 | 360 | 0 | 0 | 0 | 0 | 0 | 0 | 0 | 0
7049 | 7427 | 0 | 0.15219 | 0 | 99999 | 99999 | 99999 | 1 | 0 | 1 | -360 | 360 | 0 | 0 | 0 | 0 | 0 | 0 | 0 | 0
7049 | 7127 | 0 | 0.23964 | 0 | 99999 | 99999 | 99999 | 1 | 0 | 1 | -360 | 360 | 0 | 0 | 0 | 0 | 0 | 0 | 0 | 0
7049 | 7201 | 0 | 0.66837 | 0 | 99999 | 99999 | 99999 | 1 | 0 | 1 | -360 | 360 | 0 | 0 | 0 | 0 | 0 | 0 | 0 | 0
7049 | 7124 | 0 | 0.63004 | 0 | 99999 | 99999 | 99999 | 1 | 0 | 1 | -360 | 360 | 0 | 0 | 0 | 0 | 0 | 0 | 0 | 0
7049 | 7235 | 0 | 0.030547 | 0 | 99999 | 99999 | 99999 | 1 | 0 | 1 | -360 | 360 | 0 | 0 | 0 | 0 | 0 | 0 | 0 | 0
7049 | 7422 | 0 | 0.30568 | 0 | 99999 | 99999 | 99999 | 1 | 0 | 1 | -360 | 360 | 0 | 0 | 0 | 0 | 0 | 0 | 0 | 0
7049 | 7343 | 0 | 0.58018 | 0 | 99999 | 99999 | 99999 | 1 | 0 | 1 | -360 | 360 | 0 | 0 | 0 | 0 | 0 | 0 | 0 | 0
7049 | 7229 | 0 | 0.056927 | 0 | 99999 | 99999 | 99999 | 1 | 0 | 1 | -360 | 360 | 0 | 0 | 0 | 0 | 0 | 0 | 0 | 0
7049 | 7428 | 0 | 0.20114 | 0 | 99999 | 99999 | 99999 | 1 | 0 | 1 | -360 | 360 | 0 | 0 | 0 | 0 | 0 | 0 | 0 | 0
7051 | 7091 | 0 | 0.69849 | 0 | 99999 | 99999 | 99999 | 1 | 0 | 1 | -360 | 360 | 0 | 0 | 0 | 0 | 0 | 0 | 0 | 0
7051 | 7404 | 0 | 0.08647 | 0 | 99999 | 99999 | 99999 | 1 | 0 | 1 | -360 | 360 | 0 | 0 | 0 | 0 | 0 | 0 | 0 | 0
7051 | 7177 | 0 | 0.46147 | 0 | 99999 | 99999 | 99999 | 1 | 0 | 1 | -360 | 360 | 0 | 0 | 0 | 0 | 0 | 0 | 0 | 0
7051 | 7387 | 0 | 0.24942 | 0 | 99999 | 99999 | 99999 | 1 | 0 | 1 | -360 | 360 | 0 | 0 | 0 | 0 | 0 | 0 | 0 | 0
7051 | 7259 | 0 | 0.27715 | 0 | 99999 | 99999 | 99999 | 1 | 0 | 1 | -360 | 360 | 0 | 0 | 0 | 0 | 0 | 0 | 0 | 0
7051 | 7157 | 0 | 0.11519 | 0 | 99999 | 99999 | 99999 | 1 | 0 | 1 | -360 | 360 | 0 | 0 | 0 | 0 | 0 | 0 | 0 | 0
7051 | 7400 | 0 | 0.073311 | 0 | 99999 | 99999 | 99999 | 1 | 0 | 1 | -360 | 360 | 0 | 0 | 0 | 0 | 0 | 0 | 0 | 0
7051 | 7330 | 0 | 0.10874 | 0 | 99999 | 99999 | 99999 | 1 | 0 | 1 | -360 | 360 | 0 | 0 | 0 | 0 | 0 | 0 | 0 | 0
7051 | 7248 | 0 | 0.32233 | 0 | 99999 | 99999 | 99999 | 1 | 0 | 1 | -360 | 360 | 0 | 0 | 0 | 0 | 0 | 0 | 0 | 0
7051 | 7127 | 0 | 0.43772 | 0 | 99999 | 99999 | 99999 | 1 | 0 | 1 | -360 | 360 | 0 | 0 | 0 | 0 | 0 | 0 | 0 | 0
7051 | 7221 | 0 | 0.39385 | 0 | 99999 | 99999 | 99999 | 1 | 0 | 1 | -360 | 360 | 0 | 0 | 0 | 0 | 0 | 0 | 0 | 0
7051 | 7181 | 0 | 0.38282 | 0 | 99999 | 99999 | 99999 | 1 | 0 | 1 | -360 | 360 | 0 | 0 | 0 | 0 | 0 | 0 | 0 | 0
7051 | 7145 | 0 | 0.078166 | 0 | 99999 | 99999 | 99999 | 1 | 0 | 1 | -360 | 360 | 0 | 0 | 0 | 0 | 0 | 0 | 0 | 0
7051 | 7138 | 0 | 0.61116 | 0 | 99999 | 99999 | 99999 | 1 | 0 | 1 | -360 | 360 | 0 | 0 | 0 | 0 | 0 | 0 | 0 | 0
7051 | 7246 | 0 | 0.59541 | 0 | 99999 | 99999 | 99999 | 1 | 0 | 1 | -360 | 360 | 0 | 0 | 0 | 0 | 0 | 0 | 0 | 0
7051 | 7124 | 0 | 0.086114 | 0 | 99999 | 99999 | 99999 | 1 | 0 | 1 | -360 | 360 | 0 | 0 | 0 | 0 | 0 | 0 | 0 | 0
7051 | 7317 | 0 | 0.55018 | 0 | 99999 | 99999 | 99999 | 1 | 0 | 1 | -360 | 360 | 0 | 0 | 0 | 0 | 0 | 0 | 0 | 0
7051 | 7422 | 0 | 0.4259 | 0 | 99999 | 99999 | 99999 | 1 | 0 | 1 | -360 | 360 | 0 | 0 | 0 | 0 | 0 | 0 | 0 | 0
7051 | 7229 | 0 | 0.70928 | 0 | 99999 | 99999 | 99999 | 1 | 0 | 1 | -360 | 360 | 0 | 0 | 0 | 0 | 0 | 0 | 0 | 0
7069 | 7406 | 0 | 0.33368 | 0 | 99999 | 99999 | 99999 | 1 | 0 | 1 | -360 | 360 | 0 | 0 | 0 | 0 | 0 | 0 | 0 | 0
7069 | 7127 | 0 | 0.42544 | 0 | 99999 | 99999 | 99999 | 1 | 0 | 1 | -360 | 360 | 0 | 0 | 0 | 0 | 0 | 0 | 0 | 0
7074 | 7259 | 0 | 0.63867 | 0 | 99999 | 99999 | 99999 | 1 | 0 | 1 | -360 | 360 | 0 | 0 | 0 | 0 | 0 | 0 | 0 | 0
7074 | 7400 | 0 | 0.36972 | 0 | 99999 | 99999 | 99999 | 1 | 0 | 1 | -360 | 360 | 0 | 0 | 0 | 0 | 0 | 0 | 0 | 0
7074 | 7279 | 0 | 0.33743 | 0 | 99999 | 99999 | 99999 | 1 | 0 | 1 | -360 | 360 | 0 | 0 | 0 | 0 | 0 | 0 | 0 | 0
7074 | 7084 | 0 | 0.15329 | 0 | 99999 | 99999 | 99999 | 1 | 0 | 1 | -360 | 360 | 0 | 0 | 0 | 0 | 0 | 0 | 0 | 0
7074 | 7317 | 0 | 0.55657 | 0 | 99999 | 99999 | 99999 | 1 | 0 | 1 | -360 | 360 | 0 | 0 | 0 | 0 | 0 | 0 | 0 | 0
7074 | 7422 | 0 | 0.27522 | 0 | 99999 | 99999 | 99999 | 1 | 0 | 1 | -360 | 360 | 0 | 0 | 0 | 0 | 0 | 0 | 0 | 0
7074 | 7428 | 0 | 0.58105 | 0 | 99999 | 99999 | 99999 | 1 | 0 | 1 | -360 | 360 | 0 | 0 | 0 | 0 | 0 | 0 | 0 | 0
7075 | 7259 | 0 | 0.091251 | 0 | 99999 | 99999 | 99999 | 1 | 0 | 1 | -360 | 360 | 0 | 0 | 0 | 0 | 0 | 0 | 0 | 0
7075 | 7400 | 0 | 0.3728 | 0 | 99999 | 99999 | 99999 | 1 | 0 | 1 | -360 | 360 | 0 | 0 | 0 | 0 | 0 | 0 | 0 | 0
7075 | 7317 | 0 | 0.11284 | 0 | 99999 | 99999 | 99999 | 1 | 0 | 1 | -360 | 360 | 0 | 0 | 0 | 0 | 0 | 0 | 0 | 0
7084 | 7259 | 0 | 0.11282 | 0 | 99999 | 99999 | 99999 | 1 | 0 | 1 | -360 | 360 | 0 | 0 | 0 | 0 | 0 | 0 | 0 | 0
7084 | 7400 | 0 | 0.13717 | 0 | 99999 | 99999 | 99999 | 1 | 0 | 1 | -360 | 360 | 0 | 0 | 0 | 0 | 0 | 0 | 0 | 0
7084 | 7127 | 0 | 0.39902 | 0 | 99999 | 99999 | 99999 | 1 | 0 | 1 | -360 | 360 | 0 | 0 | 0 | 0 | 0 | 0 | 0 | 0
7084 | 7185 | 0 | 0.399 | 0 | 99999 | 99999 | 99999 | 1 | 0 | 1 | -360 | 360 | 0 | 0 | 0 | 0 | 0 | 0 | 0 | 0
7084 | 7138 | 0 | 0.37844 | 0 | 99999 | 99999 | 99999 | 1 | 0 | 1 | -360 | 360 | 0 | 0 | 0 | 0 | 0 | 0 | 0 | 0
7084 | 7317 | 0 | 0.16358 | 0 | 99999 | 99999 | 99999 | 1 | 0 | 1 | -360 | 360 | 0 | 0 | 0 | 0 | 0 | 0 | 0 | 0
7084 | 7422 | 0 | 0.077391 | 0 | 99999 | 99999 | 99999 | 1 | 0 | 1 | -360 | 360 | 0 | 0 | 0 | 0 | 0 | 0 | 0 | 0
7084 | 7428 | 0 | 0.37812 | 0 | 99999 | 99999 | 99999 | 1 | 0 | 1 | -360 | 360 | 0 | 0 | 0 | 0 | 0 | 0 | 0 | 0
7084 | 7208 | 0 | 0.49852 | 0 | 99999 | 99999 | 99999 | 1 | 0 | 1 | -360 | 360 | 0 | 0 | 0 | 0 | 0 | 0 | 0 | 0
7091 | 7330 | 0 | 0.23961 | 0 | 99999 | 99999 | 99999 | 1 | 0 | 1 | -360 | 360 | 0 | 0 | 0 | 0 | 0 | 0 | 0 | 0
7091 | 7248 | 0 | 0.34801 | 0 | 99999 | 99999 | 99999 | 1 | 0 | 1 | -360 | 360 | 0 | 0 | 0 | 0 | 0 | 0 | 0 | 0
7091 | 7127 | 0 | 0.14916 | 0 | 99999 | 99999 | 99999 | 1 | 0 | 1 | -360 | 360 | 0 | 0 | 0 | 0 | 0 | 0 | 0 | 0
7091 | 7221 | 0 | 0.2938 | 0 | 99999 | 99999 | 99999 | 1 | 0 | 1 | -360 | 360 | 0 | 0 | 0 | 0 | 0 | 0 | 0 | 0
7091 | 7124 | 0 | 0.3643 | 0 | 99999 | 99999 | 99999 | 1 | 0 | 1 | -360 | 360 | 0 | 0 | 0 | 0 | 0 | 0 | 0 | 0
7098 | 7406 | 0 | 0.056532 | 0 | 99999 | 99999 | 99999 | 1 | 0 | 1 | -360 | 360 | 0 | 0 | 0 | 0 | 0 | 0 | 0 | 0
7098 | 7428 | 0 | 0.68141 | 0 | 99999 | 99999 | 99999 | 1 | 0 | 1 | -360 | 360 | 0 | 0 | 0 | 0 | 0 | 0 | 0 | 0
7101 | 7330 | 0 | 0.28912 | 0 | 99999 | 99999 | 99999 | 1 | 0 | 1 | -360 | 360 | 0 | 0 | 0 | 0 | 0 | 0 | 0 | 0
7101 | 7248 | 0 | 0.074929 | 0 | 99999 | 99999 | 99999 | 1 | 0 | 1 | -360 | 360 | 0 | 0 | 0 | 0 | 0 | 0 | 0 | 0
7101 | 7127 | 0 | 0.18061 | 0 | 99999 | 99999 | 99999 | 1 | 0 | 1 | -360 | 360 | 0 | 0 | 0 | 0 | 0 | 0 | 0 | 0
7101 | 7221 | 0 | 0.21761 | 0 | 99999 | 99999 | 99999 | 1 | 0 | 1 | -360 | 360 | 0 | 0 | 0 | 0 | 0 | 0 | 0 | 0
7101 | 7124 | 0 | 0.6455 | 0 | 99999 | 99999 | 99999 | 1 | 0 | 1 | -360 | 360 | 0 | 0 | 0 | 0 | 0 | 0 | 0 | 0
7101 | 7229 | 0 | 0.44617 | 0 | 99999 | 99999 | 99999 | 1 | 0 | 1 | -360 | 360 | 0 | 0 | 0 | 0 | 0 | 0 | 0 | 0
7124 | 7404 | 0 | 0.19538 | 0 | 99999 | 99999 | 99999 | 1 | 0 | 1 | -360 | 360 | 0 | 0 | 0 | 0 | 0 | 0 | 0 | 0
7124 | 7177 | 0 | 0.74549 | 0 | 99999 | 99999 | 99999 | 1 | 0 | 1 | -360 | 360 | 0 | 0 | 0 | 0 | 0 | 0 | 0 | 0
7124 | 7259 | 0 | 0.286 | 0 | 99999 | 99999 | 99999 | 1 | 0 | 1 | -360 | 360 | 0 | 0 | 0 | 0 | 0 | 0 | 0 | 0
7124 | 7157 | 0 | 0.39685 | 0 | 99999 | 99999 | 99999 | 1 | 0 | 1 | -360 | 360 | 0 | 0 | 0 | 0 | 0 | 0 | 0 | 0
7124 | 7400 | 0 | 0.11985 | 0 | 99999 | 99999 | 99999 | 1 | 0 | 1 | -360 | 360 | 0 | 0 | 0 | 0 | 0 | 0 | 0 | 0
7124 | 7330 | 0 | 0.03794 | 0 | 99999 | 99999 | 99999 | 1 | 0 | 1 | -360 | 360 | 0 | 0 | 0 | 0 | 0 | 0 | 0 | 0
7124 | 7248 | 0 | 0.15739 | 0 | 99999 | 99999 | 99999 | 1 | 0 | 1 | -360 | 360 | 0 | 0 | 0 | 0 | 0 | 0 | 0 | 0
7124 | 7427 | 0 | 0.4454 | 0 | 99999 | 99999 | 99999 | 1 | 0 | 1 | -360 | 360 | 0 | 0 | 0 | 0 | 0 | 0 | 0 | 0
7124 | 7127 | 0 | 0.19567 | 0 | 99999 | 99999 | 99999 | 1 | 0 | 1 | -360 | 360 | 0 | 0 | 0 | 0 | 0 | 0 | 0 | 0
7124 | 7221 | 0 | 0.18509 | 0 | 99999 | 99999 | 99999 | 1 | 0 | 1 | -360 | 360 | 0 | 0 | 0 | 0 | 0 | 0 | 0 | 0
7124 | 7181 | 0 | 0.47688 | 0 | 99999 | 99999 | 99999 | 1 | 0 | 1 | -360 | 360 | 0 | 0 | 0 | 0 | 0 | 0 | 0 | 0
7124 | 7185 | 0 | 0.40629 | 0 | 99999 | 99999 | 99999 | 1 | 0 | 1 | -360 | 360 | 0 | 0 | 0 | 0 | 0 | 0 | 0 | 0
7124 | 7246 | 0 | 0.7029 | 0 | 99999 | 99999 | 99999 | 1 | 0 | 1 | -360 | 360 | 0 | 0 | 0 | 0 | 0 | 0 | 0 | 0
7124 | 7317 | 0 | 0.47288 | 0 | 99999 | 99999 | 99999 | 1 | 0 | 1 | -360 | 360 | 0 | 0 | 0 | 0 | 0 | 0 | 0 | 0
7124 | 7422 | 0 | 0.56568 | 0 | 99999 | 99999 | 99999 | 1 | 0 | 1 | -360 | 360 | 0 | 0 | 0 | 0 | 0 | 0 | 0 | 0
7124 | 7353 | 0 | 0.52506 | 0 | 99999 | 99999 | 99999 | 1 | 0 | 1 | -360 | 360 | 0 | 0 | 0 | 0 | 0 | 0 | 0 | 0
7124 | 7229 | 0 | 0.42638 | 0 | 99999 | 99999 | 99999 | 1 | 0 | 1 | -360 | 360 | 0 | 0 | 0 | 0 | 0 | 0 | 0 | 0
7127 | 7177 | 0 | 0.50923 | 0 | 99999 | 99999 | 99999 | 1 | 0 | 1 | -360 | 360 | 0 | 0 | 0 | 0 | 0 | 0 | 0 | 0
7127 | 7406 | 0 | 0.21752 | 0 | 99999 | 99999 | 99999 | 1 | 0 | 1 | -360 | 360 | 0 | 0 | 0 | 0 | 0 | 0 | 0 | 0
7127 | 7410 | 0 | 0.095889 | 0 | 99999 | 99999 | 99999 | 1 | 0 | 1 | -360 | 360 | 0 | 0 | 0 | 0 | 0 | 0 | 0 | 0
7127 | 7259 | 0 | 0.54199 | 0 | 99999 | 99999 | 99999 | 1 | 0 | 1 | -360 | 360 | 0 | 0 | 0 | 0 | 0 | 0 | 0 | 0
7127 | 7170 | 0 | 0.48083 | 0 | 99999 | 99999 | 99999 | 1 | 0 | 1 | -360 | 360 | 0 | 0 | 0 | 0 | 0 | 0 | 0 | 0
7127 | 7157 | 0 | 0.42645 | 0 | 99999 | 99999 | 99999 | 1 | 0 | 1 | -360 | 360 | 0 | 0 | 0 | 0 | 0 | 0 | 0 | 0
7127 | 7400 | 0 | 0.032529 | 0 | 99999 | 99999 | 99999 | 1 | 0 | 1 | -360 | 360 | 0 | 0 | 0 | 0 | 0 | 0 | 0 | 0
7127 | 7330 | 0 | 0.065865 | 0 | 99999 | 99999 | 99999 | 1 | 0 | 1 | -360 | 360 | 0 | 0 | 0 | 0 | 0 | 0 | 0 | 0
7127 | 7248 | 0 | 0.046199 | 0 | 99999 | 99999 | 99999 | 1 | 0 | 1 | -360 | 360 | 0 | 0 | 0 | 0 | 0 | 0 | 0 | 0
7127 | 7221 | 0 | 0.012207 | 0 | 99999 | 99999 | 99999 | 1 | 0 | 1 | -360 | 360 | 0 | 0 | 0 | 0 | 0 | 0 | 0 | 0
7127 | 7185 | 0 | 0.097884 | 0 | 99999 | 99999 | 99999 | 1 | 0 | 1 | -360 | 360 | 0 | 0 | 0 | 0 | 0 | 0 | 0 | 0
7127 | 7138 | 0 | 0.61136 | 0 | 99999 | 99999 | 99999 | 1 | 0 | 1 | -360 | 360 | 0 | 0 | 0 | 0 | 0 | 0 | 0 | 0
7127 | 7201 | 0 | 0.55058 | 0 | 99999 | 99999 | 99999 | 1 | 0 | 1 | -360 | 360 | 0 | 0 | 0 | 0 | 0 | 0 | 0 | 0
7127 | 7317 | 0 | 0.18005 | 0 | 99999 | 99999 | 99999 | 1 | 0 | 1 | -360 | 360 | 0 | 0 | 0 | 0 | 0 | 0 | 0 | 0
7127 | 7422 | 0 | 0.092779 | 0 | 99999 | 99999 | 99999 | 1 | 0 | 1 | -360 | 360 | 0 | 0 | 0 | 0 | 0 | 0 | 0 | 0
7127 | 7353 | 0 | 0.078373 | 0 | 99999 | 99999 | 99999 | 1 | 0 | 1 | -360 | 360 | 0 | 0 | 0 | 0 | 0 | 0 | 0 | 0
7127 | 7343 | 0 | 0.39211 | 0 | 99999 | 99999 | 99999 | 1 | 0 | 1 | -360 | 360 | 0 | 0 | 0 | 0 | 0 | 0 | 0 | 0
7127 | 7229 | 0 | 0.12964 | 0 | 99999 | 99999 | 99999 | 1 | 0 | 1 | -360 | 360 | 0 | 0 | 0 | 0 | 0 | 0 | 0 | 0
7127 | 7428 | 0 | 0.10891 | 0 | 99999 | 99999 | 99999 | 1 | 0 | 1 | -360 | 360 | 0 | 0 | 0 | 0 | 0 | 0 | 0 | 0
7138 | 7259 | 0 | 0.45682 | 0 | 99999 | 99999 | 99999 | 1 | 0 | 1 | -360 | 360 | 0 | 0 | 0 | 0 | 0 | 0 | 0 | 0
7138 | 7170 | 0 | 0.6309 | 0 | 99999 | 99999 | 99999 | 1 | 0 | 1 | -360 | 360 | 0 | 0 | 0 | 0 | 0 | 0 | 0 | 0
7138 | 7157 | 0 | 0.41193 | 0 | 99999 | 99999 | 99999 | 1 | 0 | 1 | -360 | 360 | 0 | 0 | 0 | 0 | 0 | 0 | 0 | 0
7138 | 7400 | 0 | 0.025288 | 0 | 99999 | 99999 | 99999 | 1 | 0 | 1 | -360 | 360 | 0 | 0 | 0 | 0 | 0 | 0 | 0 | 0
7138 | 7279 | 0 | 0.44707 | 0 | 99999 | 99999 | 99999 | 1 | 0 | 1 | -360 | 360 | 0 | 0 | 0 | 0 | 0 | 0 | 0 | 0
7138 | 7375 | 0 | 0.49171 | 0 | 99999 | 99999 | 99999 | 1 | 0 | 1 | -360 | 360 | 0 | 0 | 0 | 0 | 0 | 0 | 0 | 0
7138 | 7317 | 0 | 0.6915 | 0 | 99999 | 99999 | 99999 | 1 | 0 | 1 | -360 | 360 | 0 | 0 | 0 | 0 | 0 | 0 | 0 | 0
7138 | 7422 | 0 | 0.07163 | 0 | 99999 | 99999 | 99999 | 1 | 0 | 1 | -360 | 360 | 0 | 0 | 0 | 0 | 0 | 0 | 0 | 0
7138 | 7229 | 0 | 0.5777 | 0 | 99999 | 99999 | 99999 | 1 | 0 | 1 | -360 | 360 | 0 | 0 | 0 | 0 | 0 | 0 | 0 | 0
7138 | 7428 | 0 | 0.14593 | 0 | 99999 | 99999 | 99999 | 1 | 0 | 1 | -360 | 360 | 0 | 0 | 0 | 0 | 0 | 0 | 0 | 0
7138 | 7208 | 0 | 0.10868 | 0 | 99999 | 99999 | 99999 | 1 | 0 | 1 | -360 | 360 | 0 | 0 | 0 | 0 | 0 | 0 | 0 | 0
7145 | 7404 | 0 | 0.66142 | 0 | 99999 | 99999 | 99999 | 1 | 0 | 1 | -360 | 360 | 0 | 0 | 0 | 0 | 0 | 0 | 0 | 0
7145 | 7387 | 0 | 0.21756 | 0 | 99999 | 99999 | 99999 | 1 | 0 | 1 | -360 | 360 | 0 | 0 | 0 | 0 | 0 | 0 | 0 | 0
7145 | 7157 | 0 | 0.099523 | 0 | 99999 | 99999 | 99999 | 1 | 0 | 1 | -360 | 360 | 0 | 0 | 0 | 0 | 0 | 0 | 0 | 0
7145 | 7400 | 0 | 0.25046 | 0 | 99999 | 99999 | 99999 | 1 | 0 | 1 | -360 | 360 | 0 | 0 | 0 | 0 | 0 | 0 | 0 | 0
7157 | 7404 | 0 | 0.068974 | 0 | 99999 | 99999 | 99999 | 1 | 0 | 1 | -360 | 360 | 0 | 0 | 0 | 0 | 0 | 0 | 0 | 0
7157 | 7177 | 0 | 0.046502 | 0 | 99999 | 99999 | 99999 | 1 | 0 | 1 | -360 | 360 | 0 | 0 | 0 | 0 | 0 | 0 | 0 | 0
7157 | 7387 | 0 | 0.14217 | 0 | 99999 | 99999 | 99999 | 1 | 0 | 1 | -360 | 360 | 0 | 0 | 0 | 0 | 0 | 0 | 0 | 0
7157 | 7410 | 0 | 0.58767 | 0 | 99999 | 99999 | 99999 | 1 | 0 | 1 | -360 | 360 | 0 | 0 | 0 | 0 | 0 | 0 | 0 | 0
7157 | 7170 | 0 | 0.23011 | 0 | 99999 | 99999 | 99999 | 1 | 0 | 1 | -360 | 360 | 0 | 0 | 0 | 0 | 0 | 0 | 0 | 0
7157 | 7400 | 0 | 0.051769 | 0 | 99999 | 99999 | 99999 | 1 | 0 | 1 | -360 | 360 | 0 | 0 | 0 | 0 | 0 | 0 | 0 | 0
7157 | 7330 | 0 | 0.44057 | 0 | 99999 | 99999 | 99999 | 1 | 0 | 1 | -360 | 360 | 0 | 0 | 0 | 0 | 0 | 0 | 0 | 0
7157 | 7279 | 0 | 0.30103 | 0 | 99999 | 99999 | 99999 | 1 | 0 | 1 | -360 | 360 | 0 | 0 | 0 | 0 | 0 | 0 | 0 | 0
7157 | 7181 | 0 | 0.13331 | 0 | 99999 | 99999 | 99999 | 1 | 0 | 1 | -360 | 360 | 0 | 0 | 0 | 0 | 0 | 0 | 0 | 0
7157 | 7246 | 0 | 0.6197 | 0 | 99999 | 99999 | 99999 | 1 | 0 | 1 | -360 | 360 | 0 | 0 | 0 | 0 | 0 | 0 | 0 | 0
7157 | 7201 | 0 | 0.15252 | 0 | 99999 | 99999 | 99999 | 1 | 0 | 1 | -360 | 360 | 0 | 0 | 0 | 0 | 0 | 0 | 0 | 0
7157 | 7422 | 0 | 0.15446 | 0 | 99999 | 99999 | 99999 | 1 | 0 | 1 | -360 | 360 | 0 | 0 | 0 | 0 | 0 | 0 | 0 | 0
7157 | 7229 | 0 | 0.36572 | 0 | 99999 | 99999 | 99999 | 1 | 0 | 1 | -360 | 360 | 0 | 0 | 0 | 0 | 0 | 0 | 0 | 0
7157 | 7428 | 0 | 0.33685 | 0 | 99999 | 99999 | 99999 | 1 | 0 | 1 | -360 | 360 | 0 | 0 | 0 | 0 | 0 | 0 | 0 | 0
7157 | 7208 | 0 | 0.5735 | 0 | 99999 | 99999 | 99999 | 1 | 0 | 1 | -360 | 360 | 0 | 0 | 0 | 0 | 0 | 0 | 0 | 0
7157 | 8033 | 0 | 0.3198 | 0 | 99999 | 99999 | 99999 | 1 | 0 | 1 | -360 | 360 | 0 | 0 | 0 | 0 | 0 | 0 | 0 | 0
7170 | 7177 | 0 | 0.22341 | 0 | 99999 | 99999 | 99999 | 1 | 0 | 1 | -360 | 360 | 0 | 0 | 0 | 0 | 0 | 0 | 0 | 0
7170 | 7400 | 0 | 0.077177 | 0 | 99999 | 99999 | 99999 | 1 | 0 | 1 | -360 | 360 | 0 | 0 | 0 | 0 | 0 | 0 | 0 | 0
7170 | 7201 | 0 | 0.275 | 0 | 99999 | 99999 | 99999 | 1 | 0 | 1 | -360 | 360 | 0 | 0 | 0 | 0 | 0 | 0 | 0 | 0
7170 | 7422 | 0 | 0.1126 | 0 | 99999 | 99999 | 99999 | 1 | 0 | 1 | -360 | 360 | 0 | 0 | 0 | 0 | 0 | 0 | 0 | 0
7170 | 7229 | 0 | 0.23216 | 0 | 99999 | 99999 | 99999 | 1 | 0 | 1 | -360 | 360 | 0 | 0 | 0 | 0 | 0 | 0 | 0 | 0
7170 | 7428 | 0 | 0.27803 | 0 | 99999 | 99999 | 99999 | 1 | 0 | 1 | -360 | 360 | 0 | 0 | 0 | 0 | 0 | 0 | 0 | 0
7170 | 8033 | 0 | 0.43684 | 0 | 99999 | 99999 | 99999 | 1 | 0 | 1 | -360 | 360 | 0 | 0 | 0 | 0 | 0 | 0 | 0 | 0
7177 | 7404 | 0 | 0.040289 | 0 | 99999 | 99999 | 99999 | 1 | 0 | 1 | -360 | 360 | 0 | 0 | 0 | 0 | 0 | 0 | 0 | 0
7177 | 7410 | 0 | 0.59527 | 0 | 99999 | 99999 | 99999 | 1 | 0 | 1 | -360 | 360 | 0 | 0 | 0 | 0 | 0 | 0 | 0 | 0
7177 | 7400 | 0 | 0.11667 | 0 | 99999 | 99999 | 99999 | 1 | 0 | 1 | -360 | 360 | 0 | 0 | 0 | 0 | 0 | 0 | 0 | 0
7177 | 7181 | 0 | 0.062916 | 0 | 99999 | 99999 | 99999 | 1 | 0 | 1 | -360 | 360 | 0 | 0 | 0 | 0 | 0 | 0 | 0 | 0
7177 | 7246 | 0 | 0.61934 | 0 | 99999 | 99999 | 99999 | 1 | 0 | 1 | -360 | 360 | 0 | 0 | 0 | 0 | 0 | 0 | 0 | 0
7177 | 7201 | 0 | 0.1408 | 0 | 99999 | 99999 | 99999 | 1 | 0 | 1 | -360 | 360 | 0 | 0 | 0 | 0 | 0 | 0 | 0 | 0
7177 | 7422 | 0 | 0.23243 | 0 | 99999 | 99999 | 99999 | 1 | 0 | 1 | -360 | 360 | 0 | 0 | 0 | 0 | 0 | 0 | 0 | 0
7177 | 7229 | 0 | 0.38187 | 0 | 99999 | 99999 | 99999 | 1 | 0 | 1 | -360 | 360 | 0 | 0 | 0 | 0 | 0 | 0 | 0 | 0
7177 | 7428 | 0 | 0.46312 | 0 | 99999 | 99999 | 99999 | 1 | 0 | 1 | -360 | 360 | 0 | 0 | 0 | 0 | 0 | 0 | 0 | 0
7177 | 8033 | 0 | 0.4591 | 0 | 99999 | 99999 | 99999 | 1 | 0 | 1 | -360 | 360 | 0 | 0 | 0 | 0 | 0 | 0 | 0 | 0
7181 | 7404 | 0 | 0.080977 | 0 | 99999 | 99999 | 99999 | 1 | 0 | 1 | -360 | 360 | 0 | 0 | 0 | 0 | 0 | 0 | 0 | 0
7181 | 7400 | 0 | 0.54726 | 0 | 99999 | 99999 | 99999 | 1 | 0 | 1 | -360 | 360 | 0 | 0 | 0 | 0 | 0 | 0 | 0 | 0
7181 | 7330 | 0 | 0.36897 | 0 | 99999 | 99999 | 99999 | 1 | 0 | 1 | -360 | 360 | 0 | 0 | 0 | 0 | 0 | 0 | 0 | 0
7181 | 7248 | 0 | 0.63064 | 0 | 99999 | 99999 | 99999 | 1 | 0 | 1 | -360 | 360 | 0 | 0 | 0 | 0 | 0 | 0 | 0 | 0
7181 | 7427 | 0 | 0.4999 | 0 | 99999 | 99999 | 99999 | 1 | 0 | 1 | -360 | 360 | 0 | 0 | 0 | 0 | 0 | 0 | 0 | 0
7181 | 7221 | 0 | 0.41797 | 0 | 99999 | 99999 | 99999 | 1 | 0 | 1 | -360 | 360 | 0 | 0 | 0 | 0 | 0 | 0 | 0 | 0
7181 | 7246 | 0 | 0.46017 | 0 | 99999 | 99999 | 99999 | 1 | 0 | 1 | -360 | 360 | 0 | 0 | 0 | 0 | 0 | 0 | 0 | 0
7181 | 7229 | 0 | 0.10723 | 0 | 99999 | 99999 | 99999 | 1 | 0 | 1 | -360 | 360 | 0 | 0 | 0 | 0 | 0 | 0 | 0 | 0
7185 | 7406 | 0 | 0.66604 | 0 | 99999 | 99999 | 99999 | 1 | 0 | 1 | -360 | 360 | 0 | 0 | 0 | 0 | 0 | 0 | 0 | 0
7185 | 7410 | 0 | 0.54059 | 0 | 99999 | 99999 | 99999 | 1 | 0 | 1 | -360 | 360 | 0 | 0 | 0 | 0 | 0 | 0 | 0 | 0
7185 | 7400 | 0 | 0.089531 | 0 | 99999 | 99999 | 99999 | 1 | 0 | 1 | -360 | 360 | 0 | 0 | 0 | 0 | 0 | 0 | 0 | 0
7185 | 7330 | 0 | 0.31542 | 0 | 99999 | 99999 | 99999 | 1 | 0 | 1 | -360 | 360 | 0 | 0 | 0 | 0 | 0 | 0 | 0 | 0
7185 | 7248 | 0 | 0.68226 | 0 | 99999 | 99999 | 99999 | 1 | 0 | 1 | -360 | 360 | 0 | 0 | 0 | 0 | 0 | 0 | 0 | 0
7185 | 7221 | 0 | 0.29068 | 0 | 99999 | 99999 | 99999 | 1 | 0 | 1 | -360 | 360 | 0 | 0 | 0 | 0 | 0 | 0 | 0 | 0
7185 | 7317 | 0 | 0.66251 | 0 | 99999 | 99999 | 99999 | 1 | 0 | 1 | -360 | 360 | 0 | 0 | 0 | 0 | 0 | 0 | 0 | 0
7185 | 7422 | 0 | 0.28348 | 0 | 99999 | 99999 | 99999 | 1 | 0 | 1 | -360 | 360 | 0 | 0 | 0 | 0 | 0 | 0 | 0 | 0
7185 | 7353 | 0 | 0.12021 | 0 | 99999 | 99999 | 99999 | 1 | 0 | 1 | -360 | 360 | 0 | 0 | 0 | 0 | 0 | 0 | 0 | 0
7185 | 7229 | 0 | 0.57935 | 0 | 99999 | 99999 | 99999 | 1 | 0 | 1 | -360 | 360 | 0 | 0 | 0 | 0 | 0 | 0 | 0 | 0
7185 | 7428 | 0 | 0.2923 | 0 | 99999 | 99999 | 99999 | 1 | 0 | 1 | -360 | 360 | 0 | 0 | 0 | 0 | 0 | 0 | 0 | 0
7201 | 7404 | 0 | 0.36029 | 0 | 99999 | 99999 | 99999 | 1 | 0 | 1 | -360 | 360 | 0 | 0 | 0 | 0 | 0 | 0 | 0 | 0
7201 | 7410 | 0 | 0.74149 | 0 | 99999 | 99999 | 99999 | 1 | 0 | 1 | -360 | 360 | 0 | 0 | 0 | 0 | 0 | 0 | 0 | 0
7201 | 7400 | 0 | 0.11817 | 0 | 99999 | 99999 | 99999 | 1 | 0 | 1 | -360 | 360 | 0 | 0 | 0 | 0 | 0 | 0 | 0 | 0
7201 | 7221 | 0 | 0.48507 | 0 | 99999 | 99999 | 99999 | 1 | 0 | 1 | -360 | 360 | 0 | 0 | 0 | 0 | 0 | 0 | 0 | 0
7201 | 7246 | 0 | 0.05053 | 0 | 99999 | 99999 | 99999 | 1 | 0 | 1 | -360 | 360 | 0 | 0 | 0 | 0 | 0 | 0 | 0 | 0
7201 | 7422 | 0 | 0.29444 | 0 | 99999 | 99999 | 99999 | 1 | 0 | 1 | -360 | 360 | 0 | 0 | 0 | 0 | 0 | 0 | 0 | 0
7201 | 7229 | 0 | 0.4054 | 0 | 99999 | 99999 | 99999 | 1 | 0 | 1 | -360 | 360 | 0 | 0 | 0 | 0 | 0 | 0 | 0 | 0
7201 | 7428 | 0 | 0.38319 | 0 | 99999 | 99999 | 99999 | 1 | 0 | 1 | -360 | 360 | 0 | 0 | 0 | 0 | 0 | 0 | 0 | 0
7201 | 8033 | 0 | 0.66454 | 0 | 99999 | 99999 | 99999 | 1 | 0 | 1 | -360 | 360 | 0 | 0 | 0 | 0 | 0 | 0 | 0 | 0
7208 | 7259 | 0 | 0.69542 | 0 | 99999 | 99999 | 99999 | 1 | 0 | 1 | -360 | 360 | 0 | 0 | 0 | 0 | 0 | 0 | 0 | 0
7208 | 7400 | 0 | 0.066506 | 0 | 99999 | 99999 | 99999 | 1 | 0 | 1 | -360 | 360 | 0 | 0 | 0 | 0 | 0 | 0 | 0 | 0
7208 | 7279 | 0 | 0.31906 | 0 | 99999 | 99999 | 99999 | 1 | 0 | 1 | -360 | 360 | 0 | 0 | 0 | 0 | 0 | 0 | 0 | 0
7208 | 7422 | 0 | 0.045643 | 0 | 99999 | 99999 | 99999 | 1 | 0 | 1 | -360 | 360 | 0 | 0 | 0 | 0 | 0 | 0 | 0 | 0
7208 | 7428 | 0 | 0.07034 | 0 | 99999 | 99999 | 99999 | 1 | 0 | 1 | -360 | 360 | 0 | 0 | 0 | 0 | 0 | 0 | 0 | 0
7221 | 7427 | 0 | 0.032266 | 0 | 99999 | 99999 | 99999 | 1 | 0 | 1 | -360 | 360 | 0 | 0 | 0 | 0 | 0 | 0 | 0 | 0
7221 | 7404 | 0 | 0.4403 | 0 | 99999 | 99999 | 99999 | 1 | 0 | 1 | -360 | 360 | 0 | 0 | 0 | 0 | 0 | 0 | 0 | 0
7221 | 7410 | 0 | 0.086346 | 0 | 99999 | 99999 | 99999 | 1 | 0 | 1 | -360 | 360 | 0 | 0 | 0 | 0 | 0 | 0 | 0 | 0
7221 | 7400 | 0 | 0.3657 | 0 | 99999 | 99999 | 99999 | 1 | 0 | 1 | -360 | 360 | 0 | 0 | 0 | 0 | 0 | 0 | 0 | 0
7221 | 7330 | 0 | 0.05313 | 0 | 99999 | 99999 | 99999 | 1 | 0 | 1 | -360 | 360 | 0 | 0 | 0 | 0 | 0 | 0 | 0 | 0
7221 | 7248 | 0 | 0.063544 | 0 | 99999 | 99999 | 99999 | 1 | 0 | 1 | -360 | 360 | 0 | 0 | 0 | 0 | 0 | 0 | 0 | 0
7221 | 7246 | 0 | 0.15614 | 0 | 99999 | 99999 | 99999 | 1 | 0 | 1 | -360 | 360 | 0 | 0 | 0 | 0 | 0 | 0 | 0 | 0
7221 | 7317 | 0 | 0.6167 | 0 | 99999 | 99999 | 99999 | 1 | 0 | 1 | -360 | 360 | 0 | 0 | 0 | 0 | 0 | 0 | 0 | 0
7221 | 7229 | 0 | 0.17621 | 0 | 99999 | 99999 | 99999 | 1 | 0 | 1 | -360 | 360 | 0 | 0 | 0 | 0 | 0 | 0 | 0 | 0
7229 | 7404 | 0 | 0.1488 | 0 | 99999 | 99999 | 99999 | 1 | 0 | 1 | -360 | 360 | 0 | 0 | 0 | 0 | 0 | 0 | 0 | 0
7229 | 7406 | 0 | 0.65918 | 0 | 99999 | 99999 | 99999 | 1 | 0 | 1 | -360 | 360 | 0 | 0 | 0 | 0 | 0 | 0 | 0 | 0
7229 | 7410 | 0 | 0.12473 | 0 | 99999 | 99999 | 99999 | 1 | 0 | 1 | -360 | 360 | 0 | 0 | 0 | 0 | 0 | 0 | 0 | 0
7229 | 7400 | 0 | 0.078449 | 0 | 99999 | 99999 | 99999 | 1 | 0 | 1 | -360 | 360 | 0 | 0 | 0 | 0 | 0 | 0 | 0 | 0
7229 | 7330 | 0 | 0.21436 | 0 | 99999 | 99999 | 99999 | 1 | 0 | 1 | -360 | 360 | 0 | 0 | 0 | 0 | 0 | 0 | 0 | 0
7229 | 7248 | 0 | 0.30745 | 0 | 99999 | 99999 | 99999 | 1 | 0 | 1 | -360 | 360 | 0 | 0 | 0 | 0 | 0 | 0 | 0 | 0
7229 | 7427 | 0 | 0.17812 | 0 | 99999 | 99999 | 99999 | 1 | 0 | 1 | -360 | 360 | 0 | 0 | 0 | 0 | 0 | 0 | 0 | 0
7229 | 7422 | 0 | 0.097881 | 0 | 99999 | 99999 | 99999 | 1 | 0 | 1 | -360 | 360 | 0 | 0 | 0 | 0 | 0 | 0 | 0 | 0
7229 | 7353 | 0 | 0.73046 | 0 | 99999 | 99999 | 99999 | 1 | 0 | 1 | -360 | 360 | 0 | 0 | 0 | 0 | 0 | 0 | 0 | 0
7229 | 7343 | 0 | 0.40279 | 0 | 99999 | 99999 | 99999 | 1 | 0 | 1 | -360 | 360 | 0 | 0 | 0 | 0 | 0 | 0 | 0 | 0
7229 | 7428 | 0 | 0.17421 | 0 | 99999 | 99999 | 99999 | 1 | 0 | 1 | -360 | 360 | 0 | 0 | 0 | 0 | 0 | 0 | 0 | 0
7235 | 7246 | 0 | 0.23371 | 0 | 99999 | 99999 | 99999 | 1 | 0 | 1 | -360 | 360 | 0 | 0 | 0 | 0 | 0 | 0 | 0 | 0
7246 | 7404 | 0 | 0.20462 | 0 | 99999 | 99999 | 99999 | 1 | 0 | 1 | -360 | 360 | 0 | 0 | 0 | 0 | 0 | 0 | 0 | 0
7246 | 7400 | 0 | 0.75098 | 0 | 99999 | 99999 | 99999 | 1 | 0 | 1 | -360 | 360 | 0 | 0 | 0 | 0 | 0 | 0 | 0 | 0
7246 | 7330 | 0 | 0.60781 | 0 | 99999 | 99999 | 99999 | 1 | 0 | 1 | -360 | 360 | 0 | 0 | 0 | 0 | 0 | 0 | 0 | 0
7248 | 7404 | 0 | 0.5021 | 0 | 99999 | 99999 | 99999 | 1 | 0 | 1 | -360 | 360 | 0 | 0 | 0 | 0 | 0 | 0 | 0 | 0
7248 | 7410 | 0 | 0.17203 | 0 | 99999 | 99999 | 99999 | 1 | 0 | 1 | -360 | 360 | 0 | 0 | 0 | 0 | 0 | 0 | 0 | 0
7248 | 7259 | 0 | 0.75103 | 0 | 99999 | 99999 | 99999 | 1 | 0 | 1 | -360 | 360 | 0 | 0 | 0 | 0 | 0 | 0 | 0 | 0
7248 | 7400 | 0 | 0.50979 | 0 | 99999 | 99999 | 99999 | 1 | 0 | 1 | -360 | 360 | 0 | 0 | 0 | 0 | 0 | 0 | 0 | 0
7248 | 7330 | 0 | 0.034075 | 0 | 99999 | 99999 | 99999 | 1 | 0 | 1 | -360 | 360 | 0 | 0 | 0 | 0 | 0 | 0 | 0 | 0
7248 | 7427 | 0 | 0.050924 | 0 | 99999 | 99999 | 99999 | 1 | 0 | 1 | -360 | 360 | 0 | 0 | 0 | 0 | 0 | 0 | 0 | 0
7248 | 7317 | 0 | 0.69397 | 0 | 99999 | 99999 | 99999 | 1 | 0 | 1 | -360 | 360 | 0 | 0 | 0 | 0 | 0 | 0 | 0 | 0
7259 | 7400 | 0 | 0.12941 | 0 | 99999 | 99999 | 99999 | 1 | 0 | 1 | -360 | 360 | 0 | 0 | 0 | 0 | 0 | 0 | 0 | 0
7259 | 7330 | 0 | 0.35314 | 0 | 99999 | 99999 | 99999 | 1 | 0 | 1 | -360 | 360 | 0 | 0 | 0 | 0 | 0 | 0 | 0 | 0
7259 | 7317 | 0 | 0.11164 | 0 | 99999 | 99999 | 99999 | 1 | 0 | 1 | -360 | 360 | 0 | 0 | 0 | 0 | 0 | 0 | 0 | 0
7259 | 7422 | 0 | 0.33218 | 0 | 99999 | 99999 | 99999 | 1 | 0 | 1 | -360 | 360 | 0 | 0 | 0 | 0 | 0 | 0 | 0 | 0
7259 | 7428 | 0 | 0.68926 | 0 | 99999 | 99999 | 99999 | 1 | 0 | 1 | -360 | 360 | 0 | 0 | 0 | 0 | 0 | 0 | 0 | 0
7279 | 7387 | 0 | 0.47187 | 0 | 99999 | 99999 | 99999 | 1 | 0 | 1 | -360 | 360 | 0 | 0 | 0 | 0 | 0 | 0 | 0 | 0
7279 | 7400 | 0 | 0.12926 | 0 | 99999 | 99999 | 99999 | 1 | 0 | 1 | -360 | 360 | 0 | 0 | 0 | 0 | 0 | 0 | 0 | 0
7279 | 7422 | 0 | 0.1587 | 0 | 99999 | 99999 | 99999 | 1 | 0 | 1 | -360 | 360 | 0 | 0 | 0 | 0 | 0 | 0 | 0 | 0
7279 | 7428 | 0 | 0.43334 | 0 | 99999 | 99999 | 99999 | 1 | 0 | 1 | -360 | 360 | 0 | 0 | 0 | 0 | 0 | 0 | 0 | 0
7317 | 7400 | 0 | 0.20665 | 0 | 99999 | 99999 | 99999 | 1 | 0 | 1 | -360 | 360 | 0 | 0 | 0 | 0 | 0 | 0 | 0 | 0
7317 | 7330 | 0 | 0.45074 | 0 | 99999 | 99999 | 99999 | 1 | 0 | 1 | -360 | 360 | 0 | 0 | 0 | 0 | 0 | 0 | 0 | 0
7317 | 7422 | 0 | 0.043473 | 0 | 99999 | 99999 | 99999 | 1 | 0 | 1 | -360 | 360 | 0 | 0 | 0 | 0 | 0 | 0 | 0 | 0
7317 | 7428 | 0 | 0.604 | 0 | 99999 | 99999 | 99999 | 1 | 0 | 1 | -360 | 360 | 0 | 0 | 0 | 0 | 0 | 0 | 0 | 0
7330 | 7404 | 0 | 0.19685 | 0 | 99999 | 99999 | 99999 | 1 | 0 | 1 | -360 | 360 | 0 | 0 | 0 | 0 | 0 | 0 | 0 | 0
7330 | 7400 | 0 | 0.13227 | 0 | 99999 | 99999 | 99999 | 1 | 0 | 1 | -360 | 360 | 0 | 0 | 0 | 0 | 0 | 0 | 0 | 0
7330 | 7427 | 0 | 0.44888 | 0 | 99999 | 99999 | 99999 | 1 | 0 | 1 | -360 | 360 | 0 | 0 | 0 | 0 | 0 | 0 | 0 | 0
7330 | 7422 | 0 | 0.60907 | 0 | 99999 | 99999 | 99999 | 1 | 0 | 1 | -360 | 360 | 0 | 0 | 0 | 0 | 0 | 0 | 0 | 0
7330 | 7353 | 0 | 0.5431 | 0 | 99999 | 99999 | 99999 | 1 | 0 | 1 | -360 | 360 | 0 | 0 | 0 | 0 | 0 | 0 | 0 | 0
7343 | 7410 | 0 | 0.32788 | 0 | 99999 | 99999 | 99999 | 1 | 0 | 1 | -360 | 360 | 0 | 0 | 0 | 0 | 0 | 0 | 0 | 0
7343 | 7400 | 0 | 0.47101 | 0 | 99999 | 99999 | 99999 | 1 | 0 | 1 | -360 | 360 | 0 | 0 | 0 | 0 | 0 | 0 | 0 | 0
7353 | 7406 | 0 | 0.53346 | 0 | 99999 | 99999 | 99999 | 1 | 0 | 1 | -360 | 360 | 0 | 0 | 0 | 0 | 0 | 0 | 0 | 0
7353 | 7410 | 0 | 0.67921 | 0 | 99999 | 99999 | 99999 | 1 | 0 | 1 | -360 | 360 | 0 | 0 | 0 | 0 | 0 | 0 | 0 | 0
7353 | 7400 | 0 | 0.057325 | 0 | 99999 | 99999 | 99999 | 1 | 0 | 1 | -360 | 360 | 0 | 0 | 0 | 0 | 0 | 0 | 0 | 0
7353 | 7422 | 0 | 0.46477 | 0 | 99999 | 99999 | 99999 | 1 | 0 | 1 | -360 | 360 | 0 | 0 | 0 | 0 | 0 | 0 | 0 | 0
7353 | 7428 | 0 | 0.48605 | 0 | 99999 | 99999 | 99999 | 1 | 0 | 1 | -360 | 360 | 0 | 0 | 0 | 0 | 0 | 0 | 0 | 0
7375 | 7400 | 0 | 0.04089 | 0 | 99999 | 99999 | 99999 | 1 | 0 | 1 | -360 | 360 | 0 | 0 | 0 | 0 | 0 | 0 | 0 | 0
7375 | 7422 | 0 | 0.65357 | 0 | 99999 | 99999 | 99999 | 1 | 0 | 1 | -360 | 360 | 0 | 0 | 0 | 0 | 0 | 0 | 0 | 0
7387 | 7400 | 0 | 0.3287 | 0 | 99999 | 99999 | 99999 | 1 | 0 | 1 | -360 | 360 | 0 | 0 | 0 | 0 | 0 | 0 | 0 | 0
7387 | 7422 | 0 | 0.64374 | 0 | 99999 | 99999 | 99999 | 1 | 0 | 1 | -360 | 360 | 0 | 0 | 0 | 0 | 0 | 0 | 0 | 0
7400 | 7404 | 0 | 0.25331 | 0 | 99999 | 99999 | 99999 | 1 | 0 | 1 | -360 | 360 | 0 | 0 | 0 | 0 | 0 | 0 | 0 | 0
7400 | 7406 | 0 | 0.2028 | 0 | 99999 | 99999 | 99999 | 1 | 0 | 1 | -360 | 360 | 0 | 0 | 0 | 0 | 0 | 0 | 0 | 0
7400 | 7410 | 0 | 0.14774 | 0 | 99999 | 99999 | 99999 | 1 | 0 | 1 | -360 | 360 | 0 | 0 | 0 | 0 | 0 | 0 | 0 | 0
7400 | 8140 | 0 | 0.70979 | 0 | 99999 | 99999 | 99999 | 1 | 0 | 1 | -360 | 360 | 0 | 0 | 0 | 0 | 0 | 0 | 0 | 0
7400 | 7422 | 0 | 0.025507 | 0 | 99999 | 99999 | 99999 | 1 | 0 | 1 | -360 | 360 | 0 | 0 | 0 | 0 | 0 | 0 | 0 | 0
7400 | 7428 | 0 | 0.047701 | 0 | 99999 | 99999 | 99999 | 1 | 0 | 1 | -360 | 360 | 0 | 0 | 0 | 0 | 0 | 0 | 0 | 0
7400 | 8033 | 0 | 0.29987 | 0 | 99999 | 99999 | 99999 | 1 | 0 | 1 | -360 | 360 | 0 | 0 | 0 | 0 | 0 | 0 | 0 | 0
7404 | 7427 | 0 | 0.65519 | 0 | 99999 | 99999 | 99999 | 1 | 0 | 1 | -360 | 360 | 0 | 0 | 0 | 0 | 0 | 0 | 0 | 0
7404 | 7422 | 0 | 0.66781 | 0 | 99999 | 99999 | 99999 | 1 | 0 | 1 | -360 | 360 | 0 | 0 | 0 | 0 | 0 | 0 | 0 | 0
7406 | 7410 | 0 | 0.66697 | 0 | 99999 | 99999 | 99999 | 1 | 0 | 1 | -360 | 360 | 0 | 0 | 0 | 0 | 0 | 0 | 0 | 0
7406 | 7422 | 0 | 0.3842 | 0 | 99999 | 99999 | 99999 | 1 | 0 | 1 | -360 | 360 | 0 | 0 | 0 | 0 | 0 | 0 | 0 | 0
7406 | 7428 | 0 | 0.16422 | 0 | 99999 | 99999 | 99999 | 1 | 0 | 1 | -360 | 360 | 0 | 0 | 0 | 0 | 0 | 0 | 0 | 0
7410 | 7427 | 0 | 0.025914 | 0 | 99999 | 99999 | 99999 | 1 | 0 | 1 | -360 | 360 | 0 | 0 | 0 | 0 | 0 | 0 | 0 | 0
7410 | 7422 | 0 | 0.40895 | 0 | 99999 | 99999 | 99999 | 1 | 0 | 1 | -360 | 360 | 0 | 0 | 0 | 0 | 0 | 0 | 0 | 0
7410 | 7428 | 0 | 0.28856 | 0 | 99999 | 99999 | 99999 | 1 | 0 | 1 | -360 | 360 | 0 | 0 | 0 | 0 | 0 | 0 | 0 | 0
7422 | 7428 | 0 | 0.035805 | 0 | 99999 | 99999 | 99999 | 1 | 0 | 1 | -360 | 360 | 0 | 0 | 0 | 0 | 0 | 0 | 0 | 0
7422 | 8033 | 0 | 0.46282 | 0 | 99999 | 99999 | 99999 | 1 | 0 | 1 | -360 | 360 | 0 | 0 | 0 | 0 | 0 | 0 | 0 | 0
8002 | 8129 | 0 | 0.53132 | 0 | 99999 | 99999 | 99999 | 1 | 0 | 1 | -360 | 360 | 0 | 0 | 0 | 0 | 0 | 0 | 0 | 0
8002 | 8116 | 0 | 0.30545 | 0 | 99999 | 99999 | 99999 | 1 | 0 | 1 | -360 | 360 | 0 | 0 | 0 | 0 | 0 | 0 | 0 | 0
8002 | 8060 | 0 | 0.67646 | 0 | 99999 | 99999 | 99999 | 1 | 0 | 1 | -360 | 360 | 0 | 0 | 0 | 0 | 0 | 0 | 0 | 0
8033 | 8095 | 0 | 0.57982 | 0 | 99999 | 99999 | 99999 | 1 | 0 | 1 | -360 | 360 | 0 | 0 | 0 | 0 | 0 | 0 | 0 | 0
8033 | 8140 | 0 | 0.3834 | 0 | 99999 | 99999 | 99999 | 1 | 0 | 1 | -360 | 360 | 0 | 0 | 0 | 0 | 0 | 0 | 0 | 0
8060 | 8116 | 0 | 0.082072 | 0 | 99999 | 99999 | 99999 | 1 | 0 | 1 | -360 | 360 | 0 | 0 | 0 | 0 | 0 | 0 | 0 | 0
8060 | 8070 | 0 | 0.25987 | 0 | 99999 | 99999 | 99999 | 1 | 0 | 1 | -360 | 360 | 0 | 0 | 0 | 0 | 0 | 0 | 0 | 0
8060 | 8087 | 0 | 0.46747 | 0 | 99999 | 99999 | 99999 | 1 | 0 | 1 | -360 | 360 | 0 | 0 | 0 | 0 | 0 | 0 | 0 | 0
8070 | 8116 | 0 | 0.68952 | 0 | 99999 | 99999 | 99999 | 1 | 0 | 1 | -360 | 360 | 0 | 0 | 0 | 0 | 0 | 0 | 0 | 0
8070 | 8087 | 0 | 0.41684 | 0 | 99999 | 99999 | 99999 | 1 | 0 | 1 | -360 | 360 | 0 | 0 | 0 | 0 | 0 | 0 | 0 | 0
8077 | 8129 | 0 | 0.27619 | 0 | 99999 | 99999 | 99999 | 1 | 0 | 1 | -360 | 360 | 0 | 0 | 0 | 0 | 0 | 0 | 0 | 0
8077 | 8116 | 0 | 0.2976 | 0 | 99999 | 99999 | 99999 | 1 | 0 | 1 | -360 | 360 | 0 | 0 | 0 | 0 | 0 | 0 | 0 | 0
8095 | 8140 | 0 | 0.098442 | 0 | 99999 | 99999 | 99999 | 1 | 0 | 1 | -360 | 360 | 0 | 0 | 0 | 0 | 0 | 0 | 0 | 0
8116 | 8129 | 0 | 0.49295 | 0 | 99999 | 99999 | 99999 | 1 | 0 | 1 | -360 | 360 | 0 | 0 | 0 | 0 | 0 | 0 | 0 | 0