## Summary
================================================================================
¦ System Summary ¦
================================================================================
How many? How much? P (MW) Q (MVAr)
--------------------- ------------------- ------------- -----------------
Buses 2000 Total Gen Capacity 96291.5 0.0 to 0.0
Generators 544 On-line Capacity 81201.9 0.0 to 0.0
Committed Gens 432 Generation (actual) 67109.2 0.0
Loads 1125 Load 67109.2 0.0
Fixed 1125 Fixed 67109.2 0.0
Dispatchable 0 Dispatchable -0.0 of -0.0 -0.0
Shunts 0 Shunt (inj) -0.0 0.0
Branches 3206 Losses (I^2 * Z) 0.00 0.00
Transformers 861 Branch Charging (inj) - 0.0
Inter-ties 131 Total Inter-tie Flow 20135.0 0.0
Areas 8
Minimum Maximum
------------------------- --------------------------------
Voltage Magnitude 1.000 p.u. @ bus 1001 1.000 p.u. @ bus 1001
Voltage Angle -35.37 deg @ bus 4103 41.69 deg @ bus 1039
**********Reduction Summary****************
200 buses in reduced model
1141 branches in reduced model, including 1087 equivalent lines
544 generators in reduced model
Redistribute loads
**********Generator Placement Results**************
External generator on bus 1004 is moved to 3048
External generator on bus 1006 is moved to 1063
External generator on bus 1009 is moved to 1081
External generator on bus 1011 is moved to 1081
External generator on bus 1021 is moved to 1001
External generator on bus 1023 is moved to 3048
External generator on bus 1026 is moved to 1001
External generator on bus 1033 is moved to 1081
External generator on bus 1035 is moved to 1063
External generator on bus 1039 is moved to 1081
External generator on bus 1042 is moved to 1063
External generator on bus 1043 is moved to 1063
External generator on bus 1049 is moved to 1048
External generator on bus 1050 is moved to 1048
External generator on bus 1051 is moved to 1048
External generator on bus 1052 is moved to 1048
External generator on bus 1053 is moved to 1081
External generator on bus 1057 is moved to 1001
External generator on bus 1059 is moved to 1081
External generator on bus 1060 is moved to 1081
External generator on bus 1062 is moved to 1063
External generator on bus 1066 is moved to 1063
External generator on bus 1070 is moved to 1081
External generator on bus 1072 is moved to 1001
External generator on bus 1073 is moved to 1001
External generator on bus 1074 is moved to 1001
External generator on bus 1075 is moved to 1001
External generator on bus 1076 is moved to 1001
External generator on bus 1077 is moved to 1001
External generator on bus 1078 is moved to 1001
External generator on bus 1079 is moved to 3048
External generator on bus 1080 is moved to 1001
External generator on bus 1082 is moved to 1081
External generator on bus 1084 is moved to 1001
External generator on bus 1088 is moved to 1081
External generator on bus 1090 is moved to 1001
External generator on bus 2005 is moved to 2004
External generator on bus 2006 is moved to 2004
External generator on bus 2013 is moved to 2019
External generator on bus 2023 is moved to 8129
External generator on bus 2024 is moved to 8129
External generator on bus 2042 is moved to 2019
External generator on bus 2056 is moved to 2057
External generator on bus 2059 is moved to 2019
External generator on bus 2062 is moved to 2057
External generator on bus 2071 is moved to 2057
External generator on bus 2076 is moved to 3048
External generator on bus 2078 is moved to 5007
External generator on bus 2083 is moved to 2057
External generator on bus 2084 is moved to 2057
External generator on bus 2085 is moved to 2057
External generator on bus 2089 is moved to 2057
External generator on bus 2094 is moved to 2019
External generator on bus 2095 is moved to 2019
External generator on bus 2099 is moved to 2019
External generator on bus 2100 is moved to 2019
External generator on bus 2104 is moved to 2103
External generator on bus 2105 is moved to 2103
External generator on bus 2116 is moved to 8129
External generator on bus 2117 is moved to 8129
External generator on bus 2118 is moved to 8129
External generator on bus 2119 is moved to 8129
External generator on bus 2120 is moved to 8129
External generator on bus 2123 is moved to 2019
External generator on bus 2127 is moved to 2019
External generator on bus 3004 is moved to 3006
External generator on bus 3017 is moved to 3006
External generator on bus 3020 is moved to 3051
External generator on bus 3028 is moved to 3048
External generator on bus 3034 is moved to 3048
External generator on bus 3039 is moved to 3048
External generator on bus 3043 is moved to 3048
External generator on bus 3044 is moved to 3048
External generator on bus 3056 is moved to 3055
External generator on bus 3057 is moved to 3055
External generator on bus 3061 is moved to 3048
External generator on bus 3062 is moved to 3048
External generator on bus 3063 is moved to 3048
External generator on bus 3065 is moved to 3006
External generator on bus 3068 is moved to 3006
External generator on bus 3071 is moved to 3006
External generator on bus 3074 is moved to 4002
External generator on bus 3081 is moved to 3048
External generator on bus 3084 is moved to 3048
External generator on bus 3086 is moved to 3006
External generator on bus 3087 is moved to 3006
External generator on bus 3092 is moved to 3048
External generator on bus 3095 is moved to 3006
External generator on bus 3098 is moved to 3048
External generator on bus 3105 is moved to 6349
External generator on bus 3106 is moved to 6349
External generator on bus 3110 is moved to 3048
External generator on bus 3112 is moved to 1001
External generator on bus 3113 is moved to 1001
External generator on bus 3117 is moved to 3048
External generator on bus 3118 is moved to 3048
External generator on bus 3120 is moved to 4002
External generator on bus 3122 is moved to 3048
External generator on bus 3127 is moved to 3006
External generator on bus 3129 is moved to 3048
External generator on bus 3131 is moved to 3006
External generator on bus 3133 is moved to 3048
External generator on bus 3137 is moved to 3006
External generator on bus 3141 is moved to 3006
External generator on bus 4026 is moved to 4030
External generator on bus 4045 is moved to 4147
External generator on bus 4046 is moved to 4147
External generator on bus 4047 is moved to 4147
External generator on bus 4050 is moved to 4067
External generator on bus 4052 is moved to 4017
External generator on bus 4058 is moved to 4061
External generator on bus 4059 is moved to 4061
External generator on bus 4060 is moved to 4061
External generator on bus 4062 is moved to 4061
External generator on bus 4063 is moved to 4061
External generator on bus 4065 is moved to 4017
External generator on bus 4075 is moved to 4040
External generator on bus 4076 is moved to 4040
External generator on bus 4077 is moved to 4040
External generator on bus 4082 is moved to 4085
External generator on bus 4083 is moved to 4085
External generator on bus 4084 is moved to 4085
External generator on bus 4090 is moved to 4067
External generator on bus 4091 is moved to 4067
External generator on bus 4092 is moved to 4067
External generator on bus 4093 is moved to 4067
External generator on bus 4094 is moved to 4067
External generator on bus 4095 is moved to 4067
External generator on bus 4096 is moved to 4067
External generator on bus 4097 is moved to 4067
External generator on bus 4098 is moved to 4067
External generator on bus 4105 is moved to 4017
External generator on bus 4115 is moved to 4190
External generator on bus 4116 is moved to 4190
External generator on bus 4133 is moved to 4015
External generator on bus 4134 is moved to 4015
External generator on bus 4135 is moved to 4015
External generator on bus 4136 is moved to 4015
External generator on bus 4137 is moved to 4015
External generator on bus 4138 is moved to 4015
External generator on bus 4142 is moved to 4040
External generator on bus 4153 is moved to 4040
External generator on bus 4160 is moved to 4017
External generator on bus 4161 is moved to 4061
External generator on bus 4162 is moved to 4061
External generator on bus 4163 is moved to 4017
External generator on bus 4166 is moved to 4010
External generator on bus 4177 is moved to 4190
External generator on bus 4181 is moved to 4061
External generator on bus 4183 is moved to 4193
External generator on bus 4192 is moved to 4193
External generator on bus 4194 is moved to 4067
External generator on bus 4195 is moved to 4147
External generator on bus 5020 is moved to 2057
External generator on bus 5023 is moved to 5022
External generator on bus 5035 is moved to 5385
External generator on bus 5036 is moved to 5385
External generator on bus 5038 is moved to 5385
External generator on bus 5039 is moved to 5385
External generator on bus 5040 is moved to 5385
External generator on bus 5041 is moved to 5385
External generator on bus 5042 is moved to 5385
External generator on bus 5051 is moved to 8129
External generator on bus 5058 is moved to 5057
External generator on bus 5065 is moved to 5067
External generator on bus 5066 is moved to 5067
External generator on bus 5068 is moved to 5067
External generator on bus 5069 is moved to 5067
External generator on bus 5089 is moved to 5444
External generator on bus 5106 is moved to 5422
External generator on bus 5107 is moved to 5422
External generator on bus 5166 is moved to 5007
External generator on bus 5167 is moved to 5007
External generator on bus 5170 is moved to 5005
External generator on bus 5198 is moved to 5057
External generator on bus 5207 is moved to 5206
External generator on bus 5208 is moved to 5206
External generator on bus 5238 is moved to 2057
External generator on bus 5243 is moved to 3048
External generator on bus 5263 is moved to 5262
External generator on bus 5282 is moved to 5281
External generator on bus 5283 is moved to 5281
External generator on bus 5297 is moved to 5444
External generator on bus 5298 is moved to 5444
External generator on bus 5299 is moved to 5444
External generator on bus 5300 is moved to 5444
External generator on bus 5301 is moved to 5444
External generator on bus 5303 is moved to 5444
External generator on bus 5320 is moved to 5262
External generator on bus 5321 is moved to 5262
External generator on bus 5324 is moved to 5323
External generator on bus 5325 is moved to 5323
External generator on bus 5326 is moved to 5323
External generator on bus 5342 is moved to 5307
External generator on bus 5343 is moved to 5307
External generator on bus 5363 is moved to 5364
External generator on bus 5365 is moved to 5364
External generator on bus 5366 is moved to 5364
External generator on bus 5367 is moved to 5364
External generator on bus 5368 is moved to 5364
External generator on bus 5369 is moved to 5364
External generator on bus 5382 is moved to 5385
External generator on bus 5383 is moved to 5385
External generator on bus 5399 is moved to 3048
External generator on bus 5403 is moved to 5262
External generator on bus 5404 is moved to 5262
External generator on bus 5405 is moved to 5262
External generator on bus 5406 is moved to 5262
External generator on bus 5416 is moved to 3048
External generator on bus 5417 is moved to 3048
External generator on bus 5418 is moved to 3048
External generator on bus 5419 is moved to 3048
External generator on bus 5423 is moved to 5422
External generator on bus 5424 is moved to 5422
External generator on bus 6006 is moved to 6349
External generator on bus 6007 is moved to 6349
External generator on bus 6008 is moved to 6349
External generator on bus 6009 is moved to 6349
External generator on bus 6010 is moved to 6349
External generator on bus 6041 is moved to 6349
External generator on bus 6042 is moved to 6349
External generator on bus 6048 is moved to 6199
External generator on bus 6049 is moved to 6199
External generator on bus 6050 is moved to 6199
External generator on bus 6051 is moved to 6199
External generator on bus 6052 is moved to 6199
External generator on bus 6053 is moved to 6199
External generator on bus 6054 is moved to 6199
External generator on bus 6070 is moved to 6069
External generator on bus 6071 is moved to 6069
External generator on bus 6072 is moved to 6069
External generator on bus 6073 is moved to 6069
External generator on bus 6074 is moved to 6069
External generator on bus 6079 is moved to 6078
External generator on bus 6080 is moved to 6078
External generator on bus 6082 is moved to 6349
External generator on bus 6083 is moved to 6349
External generator on bus 6085 is moved to 6355
External generator on bus 6086 is moved to 6355
External generator on bus 6087 is moved to 6355
External generator on bus 6088 is moved to 6355
External generator on bus 6089 is moved to 6355
External generator on bus 6090 is moved to 6355
External generator on bus 6104 is moved to 6078
External generator on bus 6105 is moved to 6078
External generator on bus 6106 is moved to 6078
External generator on bus 6110 is moved to 6111
External generator on bus 6144 is moved to 6147
External generator on bus 6145 is moved to 6147
External generator on bus 6146 is moved to 6147
External generator on bus 6148 is moved to 6147
External generator on bus 6149 is moved to 6147
External generator on bus 6165 is moved to 6164
External generator on bus 6166 is moved to 6164
External generator on bus 6167 is moved to 6164
External generator on bus 6213 is moved to 6349
External generator on bus 6215 is moved to 6349
External generator on bus 6216 is moved to 6349
External generator on bus 6242 is moved to 7406
External generator on bus 6243 is moved to 7406
External generator on bus 6244 is moved to 7406
External generator on bus 6245 is moved to 7406
External generator on bus 6246 is moved to 7406
External generator on bus 6247 is moved to 7406
External generator on bus 6248 is moved to 7406
External generator on bus 6249 is moved to 7406
External generator on bus 6257 is moved to 6349
External generator on bus 6258 is moved to 6349
External generator on bus 6259 is moved to 6349
External generator on bus 6260 is moved to 6349
External generator on bus 6266 is moved to 4030
External generator on bus 6267 is moved to 4030
External generator on bus 6268 is moved to 4030
External generator on bus 6269 is moved to 4030
External generator on bus 6270 is moved to 4030
External generator on bus 6271 is moved to 4030
External generator on bus 6272 is moved to 4030
External generator on bus 6273 is moved to 4030
External generator on bus 6274 is moved to 4030
External generator on bus 6296 is moved to 6295
External generator on bus 6297 is moved to 6295
External generator on bus 6301 is moved to 6302
External generator on bus 6303 is moved to 6302
External generator on bus 6304 is moved to 6302
External generator on bus 6305 is moved to 6302
External generator on bus 7005 is moved to 7400
External generator on bus 7006 is moved to 7400
External generator on bus 7007 is moved to 7400
External generator on bus 7008 is moved to 7400
External generator on bus 7009 is moved to 7400
External generator on bus 7015 is moved to 7124
External generator on bus 7021 is moved to 7406
External generator on bus 7022 is moved to 7406
External generator on bus 7023 is moved to 7406
External generator on bus 7024 is moved to 7406
External generator on bus 7025 is moved to 7406
External generator on bus 7031 is moved to 7406
External generator on bus 7032 is moved to 7406
External generator on bus 7033 is moved to 7406
External generator on bus 7034 is moved to 7406
External generator on bus 7045 is moved to 7406
External generator on bus 7046 is moved to 7406
External generator on bus 7061 is moved to 7406
External generator on bus 7062 is moved to 7406
External generator on bus 7063 is moved to 7406
External generator on bus 7064 is moved to 7406
External generator on bus 7065 is moved to 7406
External generator on bus 7066 is moved to 7406
External generator on bus 7079 is moved to 7422
External generator on bus 7080 is moved to 7422
External generator on bus 7081 is moved to 7422
External generator on bus 7082 is moved to 7422
External generator on bus 7099 is moved to 7406
External generator on bus 7107 is moved to 7400
External generator on bus 7108 is moved to 7400
External generator on bus 7109 is moved to 7400
External generator on bus 7110 is moved to 7400
External generator on bus 7111 is moved to 7400
External generator on bus 7112 is moved to 7400
External generator on bus 7113 is moved to 7400
External generator on bus 7114 is moved to 7400
External generator on bus 7115 is moved to 7400
External generator on bus 7121 is moved to 7427
External generator on bus 7122 is moved to 7427
External generator on bus 7133 is moved to 7138
External generator on bus 7134 is moved to 7138
External generator on bus 7135 is moved to 7138
External generator on bus 7136 is moved to 7138
External generator on bus 7137 is moved to 7138
External generator on bus 7139 is moved to 7138
External generator on bus 7140 is moved to 7138
External generator on bus 7141 is moved to 7138
External generator on bus 7142 is moved to 7138
External generator on bus 7146 is moved to 7145
External generator on bus 7162 is moved to 7389
External generator on bus 7163 is moved to 7389
External generator on bus 7164 is moved to 7389
External generator on bus 7165 is moved to 7389
External generator on bus 7166 is moved to 7389
External generator on bus 7167 is moved to 7389
External generator on bus 7168 is moved to 7389
External generator on bus 7169 is moved to 7389
External generator on bus 7189 is moved to 7400
External generator on bus 7190 is moved to 7400
External generator on bus 7191 is moved to 7400
External generator on bus 7192 is moved to 7400
External generator on bus 7193 is moved to 7400
External generator on bus 7194 is moved to 7400
External generator on bus 7195 is moved to 7400
External generator on bus 7196 is moved to 7400
External generator on bus 7197 is moved to 7400
External generator on bus 7207 is moved to 7208
External generator on bus 7209 is moved to 7208
External generator on bus 7210 is moved to 7208
External generator on bus 7211 is moved to 7208
External generator on bus 7212 is moved to 7208
External generator on bus 7266 is moved to 7138
External generator on bus 7267 is moved to 7138
External generator on bus 7268 is moved to 7138
External generator on bus 7269 is moved to 7138
External generator on bus 7270 is moved to 7138
External generator on bus 7280 is moved to 7400
External generator on bus 7281 is moved to 7400
External generator on bus 7284 is moved to 7400
External generator on bus 7285 is moved to 7400
External generator on bus 7286 is moved to 7400
External generator on bus 7287 is moved to 7400
External generator on bus 7288 is moved to 7400
External generator on bus 7289 is moved to 7400
External generator on bus 7307 is moved to 7311
External generator on bus 7308 is moved to 7311
External generator on bus 7309 is moved to 7311
External generator on bus 7310 is moved to 7311
External generator on bus 7323 is moved to 7422
External generator on bus 7324 is moved to 7422
External generator on bus 7325 is moved to 7422
External generator on bus 7326 is moved to 7422
External generator on bus 7329 is moved to 7069
External generator on bus 7334 is moved to 7400
External generator on bus 7335 is moved to 7400
External generator on bus 7349 is moved to 7353
External generator on bus 7350 is moved to 7353
External generator on bus 7351 is moved to 7353
External generator on bus 7352 is moved to 7353
External generator on bus 7354 is moved to 7353
External generator on bus 7355 is moved to 7353
External generator on bus 7356 is moved to 7353
External generator on bus 7357 is moved to 7353
External generator on bus 7358 is moved to 7353
External generator on bus 7359 is moved to 7353
External generator on bus 7360 is moved to 7353
External generator on bus 7361 is moved to 7353
External generator on bus 7369 is moved to 7400
External generator on bus 7370 is moved to 7400
External generator on bus 7371 is moved to 7400
External generator on bus 7372 is moved to 7400
External generator on bus 7373 is moved to 7400
External generator on bus 7374 is moved to 7400
External generator on bus 7376 is moved to 7400
External generator on bus 7377 is moved to 7400
External generator on bus 7378 is moved to 7400
External generator on bus 7379 is moved to 7400
External generator on bus 7414 is moved to 7406
External generator on bus 7419 is moved to 7259
External generator on bus 8024 is moved to 7389
External generator on bus 8034 is moved to 7389
External generator on bus 8035 is moved to 7389
External generator on bus 8036 is moved to 7389
External generator on bus 8046 is moved to 8070
External generator on bus 8047 is moved to 8070
External generator on bus 8048 is moved to 8070
External generator on bus 8049 is moved to 8070
External generator on bus 8050 is moved to 8070
External generator on bus 8051 is moved to 8070
External generator on bus 8061 is moved to 8060
External generator on bus 8071 is moved to 8070
External generator on bus 8078 is moved to 8077
External generator on bus 8079 is moved to 8077
External generator on bus 8080 is moved to 8077
External generator on bus 8088 is moved to 8087
External generator on bus 8099 is moved to 8116
External generator on bus 8115 is moved to 8116
External generator on bus 8117 is moved to 8116
External generator on bus 8130 is moved to 8129
External generator on bus 8131 is moved to 8129
External generator on bus 8147 is moved to 8060
External generator on bus 8152 is moved to 7389
External generator on bus 8155 is moved to 8087
External generator on bus 8158 is moved to 7389

## Bus
bus_i | type | Pd | Qd | Gs | Bs | area | Vm | Va | baseKV | zone | Vmax | Vmin | lam_P | lam_Q | mu_Vmax | mu_Vmin
1001 | 1 | 1304.5087 | 5.89 | 0 | 2791.885 | 1 | 0.97944 | -22.7348 | 115 | 9 | 1.1 | 0.9 | 25.75 | -3.48 | 0 | 0
1048 | 2 | 169.872 | 0 | 0 | 153.4521 | 1 | 1.0053 | -13.35 | 18 | 9 | 1.1 | 0.9 | 47.24 | -1.28 | 0 | 0
1063 | 2 | 146.8168 | 0 | 0 | 151.5542 | 1 | 1.0066 | -17.2194 | 13.8 | 9 | 1.1 | 0.9 | -60.92 | -23.13 | 0 | 0
1081 | 2 | 162.846 | 0 | 0 | 826.8512 | 1 | 1.02 | -18.6913 | 230 | 9 | 1.1 | 0.9 | 46.26 | 0 | 0 | 0
2001 | 1 | 0.5836 | 13.7 | 0 | 59.8026 | 2 | 1.0018 | -59.9821 | 161 | 11 | 1.1 | 0.9 | 141.96 | 14.24 | 0 | 0
2004 | 2 | -61.3618 | 0 | 0 | 100.3164 | 2 | 1.0111 | -61.5666 | 13.8 | 11 | 1.1 | 0.9 | 148.2 | 16.97 | 0 | 0
2008 | 1 | -62.6418 | 2.28 | 0 | 53.4192 | 2 | 1.0161 | -32.833 | 161 | 10 | 1.1 | 0.9 | 6.86 | -1.09 | 0 | 0
2019 | 2 | 222.7406 | 0 | 0 | 174.3329 | 2 | 1.0284 | -32.2468 | 20 | 10 | 1.1 | 0.9 | 21.48 | 0.19 | 0 | 0
2057 | 2 | 443.45 | 0 | 0 | 267.928 | 2 | 0.99 | -38.7253 | 18 | 11 | 1.1 | 0.9 | 19.33 | 0 | 0 | 0
2103 | 2 | -35.7818 | 0 | 0 | 106.6422 | 2 | 1.0105 | -62.6733 | 20 | 11 | 1.1 | 0.9 | 150.87 | 18.31 | 0 | 0
2115 | 2 | -130.8469 | 0 | 0 | 49.3999 | 2 | 1.0049 | -52.2396 | 13.8 | 11 | 1.1 | 0.9 | 132.25 | 10.08 | 0 | 0
3002 | 1 | 153.11 | 31.98 | 0 | 72.4248 | 3 | 0.99254 | -58.5374 | 115 | 28 | 1.1 | 0.9 | 45.23 | 5.45 | 0 | 0
3006 | 1 | 715.6574 | 2.08 | 0 | 126.1417 | 3 | 0.99984 | -26.8779 | 115 | 27 | 1.1 | 0.9 | -794.62 | 136.2 | 0 | 0
3045 | 2 | -135.0399 | 0 | 0 | 66.5114 | 3 | 1.0162 | -29.2954 | 13.8 | 27 | 1.1 | 0.9 | 44.29 | -9.74 | 0 | 0
3048 | 2 | 1187.9562 | 0 | 0 | 1943.9153 | 3 | 1.018 | -41.6671 | 500 | 27 | 1.1 | 0.9 | 39.18 | -12.01 | 0 | 0
3051 | 1 | 137.6696 | 41.17 | 0 | 176.2209 | 3 | 0.99532 | -36.0158 | 115 | 28 | 1.1 | 0.9 | -129.88 | -5.1 | 0 | 0
3055 | 2 | 13.9945 | 0 | 0 | 135.6798 | 3 | 1.04 | -24.3179 | 13.8 | 27 | 1.1 | 0.9 | 143.92 | 0 | 0 | 0
3060 | 2 | -89.4103 | 0 | 0 | 44.9096 | 3 | 1.04 | -16.4291 | 18 | 27 | 1.1 | 0.9 | 49.48 | 0 | 0 | 0
4002 | 1 | 92.5795 | 0.29 | 0 | 27.2653 | 4 | 1.0151 | -53.2544 | 115 | 20 | 1.1 | 0.9 | 7.08 | 1.87 | 0 | 0
4003 | 1 | 194.0801 | 36.07 | 0 | 67.0204 | 4 | 0.99532 | -72.5889 | 115 | 19 | 1.1 | 0.9 | 1762.88 | 217.81 | 0 | 0
4005 | 1 | 142.5994 | 46.51 | 0 | 102.0027 | 4 | 1.0153 | -60.4718 | 115 | 20 | 1.1 | 0.9 | 14.71 | 8.79 | 0 | 0
4007 | 1 | 237.9741 | 52.04 | 0 | 20.1768 | 4 | 0.99943 | -73.182 | 115 | 19 | 1.1 | 0.9 | 2018.72 | 13.73 | 0 | 0
4010 | 2 | 23.2908 | 0 | 0 | 47.2898 | 4 | 1.03 | -43.8965 | 20 | 21 | 1.1 | 0.9 | -2006.07 | 0 | 0 | 0
4015 | 1 | 130.0077 | 45.28 | 0 | 146.7199 | 4 | 1.02 | -54.6984 | 115 | 20 | 1.1 | 0.9 | -7.27 | 0 | 0 | 0
4017 | 1 | 483.3575 | 25.38 | 0 | 219.757 | 4 | 1.0082 | -48.63 | 115 | 21 | 1.1 | 0.9 | 619.06 | 69.72 | 0 | 0
4019 | 1 | 145.5619 | 38.48 | 0 | 49.8865 | 4 | 0.98541 | -67.65 | 115 | 19 | 1.1 | 0.9 | 1374.85 | -10.99 | 0 | 0
4030 | 2 | 398.2157 | 0 | 0 | 112.3914 | 4 | 1.01 | -30.5323 | 13.8 | 21 | 1.1 | 0.9 | 18.97 | 0 | 0 | 0
4040 | 1 | 422.1384 | 63.94 | 0 | 466.4141 | 4 | 1.02 | -64.9626 | 115 | 19 | 1.1 | 0.9 | 726.55 | 0 | 0 | 0
4042 | 1 | 139.2928 | 60.97 | 0 | 37.7885 | 4 | 1.0098 | -71.1398 | 115 | 19 | 1.1 | 0.9 | 189.84 | 449.77 | 0 | 0
4061 | 2 | 804.4846 | 0 | 0 | 45.1485 | 4 | 1.03 | -34.5189 | 13.8 | 21 | 1.1 | 0.9 | 17.74 | 0 | 0 | 0
4066 | 1 | 269.2794 | 54.27 | 0 | 156.4445 | 4 | 1.0119 | -73.7485 | 115 | 19 | 1.1 | 0.9 | 1978.61 | 308.83 | 0 | 0
4067 | 1 | 420.4371 | 45.18 | 0 | 100.7706 | 4 | 0.98768 | -64.7614 | 115 | 19 | 1.1 | 0.9 | 1281 | -28.91 | 0 | 0
4071 | 1 | 33.677 | 79.75 | 0 | 46.2094 | 4 | 0.99513 | -56.0554 | 115 | 19 | 1.1 | 0.9 | 183.42 | 63.6 | 0 | 0
4079 | 1 | 222.1006 | 48.51 | 0 | 1.539 | 4 | 1.0073 | -68.0262 | 115 | 19 | 1.1 | 0.9 | 619.17 | 3.64 | 0 | 0
4085 | 2 | 345.3784 | 0 | 0 | 60.6518 | 4 | 1.04 | -42.3592 | 13.8 | 21 | 1.1 | 0.9 | 18.76 | 0 | 0 | 0
4088 | 1 | 257.4096 | 60.21 | 0 | 279.4425 | 4 | 1.02 | -72.8755 | 115 | 19 | 1.1 | 0.9 | 1940.05 | 0 | 0 | 0
4103 | 1 | 214.7325 | 53.8 | 0 | 148.2554 | 4 | 1.0049 | -74.238 | 115 | 19 | 1.1 | 0.9 | 2048.22 | 194.16 | 0 | 0
4122 | 1 | 239.3402 | 41.4 | 0 | 158.4002 | 4 | 1.0069 | -71.8923 | 115 | 19 | 1.1 | 0.9 | 2157.79 | -3.75 | 0 | 0
4147 | 1 | 252.1521 | 54.87 | 0 | 213.4642 | 4 | 1.02 | -57.7444 | 115 | 20 | 1.1 | 0.9 | 961.98 | 0 | 0 | 0
4171 | 1 | 240.2324 | 47.5 | 0 | 143.0909 | 4 | 1.0093 | -62.4927 | 115 | 19 | 1.1 | 0.9 | 1593.05 | -350.77 | 0 | 0
4190 | 1 | 469.5954 | 37.53 | 0 | 60.1915 | 4 | 1.0056 | -58.6822 | 115 | 20 | 1.1 | 0.9 | 1.05 | 6.43 | 0 | 0
4193 | 1 | 690.2796 | 50.5 | 0 | 40.7201 | 4 | 1.0127 | -53.4738 | 115 | 19 | 1.1 | 0.9 | -5.26 | 15.51 | 0 | 0
5003 | 1 | 249.8159 | 32.2 | 0 | 41.095 | 5 | 0.9882 | -70.8775 | 161 | 16 | 1.1 | 0.9 | 549.6 | 24.83 | 0 | 0
5004 | 1 | 159.7545 | 3.31 | 0 | 75.3837 | 5 | 0.98669 | -63.6248 | 161 | 14 | 1.1 | 0.9 | 101.67 | 13.33 | 0 | 0
5005 | 1 | 93.9389 | 2.53 | 0 | 72.8715 | 5 | 1.0093 | -55.2029 | 161 | 18 | 1.1 | 0.9 | 40.44 | 1.75 | 0 | 0
5007 | 1 | 526.3925 | 20.42 | 0 | 187.4936 | 5 | 0.99355 | -66.1084 | 161 | 17 | 1.1 | 0.9 | 361.22 | 5.03 | 0 | 0
5008 | 1 | -34.049 | 2.15 | 0 | 128.3118 | 5 | 1.0061 | -43.5845 | 161 | 15 | 1.1 | 0.9 | -1.92 | 14.44 | 0 | 0
5010 | 1 | 287.454 | 37.93 | 0 | 108.9975 | 5 | 0.99544 | -69.6305 | 161 | 16 | 1.1 | 0.9 | 306.26 | 41.42 | 0 | 0
5011 | 1 | 31.7586 | 2.17 | 0 | 30.9652 | 5 | 1.0036 | -55.4696 | 161 | 13 | 1.1 | 0.9 | 57.86 | 10.67 | 0 | 0
5016 | 1 | 323.717 | 51.33 | 0 | 352.9689 | 5 | 1.0013 | -66.1914 | 161 | 17 | 1.1 | 0.9 | 161.81 | 19.89 | 0 | 0
5022 | 1 | 107.3944 | 39.73 | 0 | 300.3025 | 5 | 0.99761 | -63.1858 | 161 | 17 | 1.1 | 0.9 | 123.63 | 8.5 | 0 | 0
5030 | 1 | 218.3588 | 22.55 | 0 | 104.4455 | 5 | 0.98986 | -66.2936 | 161 | 12 | 1.1 | 0.9 | 135.78 | -1.77 | 0 | 0
5037 | 2 | -74.3511 | 0 | 0 | 58.3849 | 5 | 1.02 | -63.3633 | 13.2 | 16 | 1.1 | 0.9 | 16.22 | 0 | 0 | 0
5048 | 1 | 138.6533 | 52.29 | 0 | 50.0947 | 5 | 0.99611 | -64.2594 | 161 | 17 | 1.1 | 0.9 | 119.43 | 13.39 | 0 | 0
5053 | 1 | 322.6975 | 43.29 | 0 | 10.4869 | 5 | 0.98851 | -69.5902 | 161 | 16 | 1.1 | 0.9 | 234.51 | 37.77 | 0 | 0
5057 | 2 | 101.0293 | 0 | 0 | 159.437 | 5 | 1.0028 | -50.2124 | 13.8 | 12 | 1.1 | 0.9 | 17.98 | -1.58 | 0 | 0
5067 | 2 | 707.322 | 0 | 0 | 84.562 | 5 | 1.03 | -59.6097 | 13.8 | 17 | 1.1 | 0.9 | 110.15 | 0 | 0 | 0
5084 | 1 | 159.9432 | 63.52 | 0 | 92.9575 | 5 | 0.99438 | -67.9774 | 161 | 16 | 1.1 | 0.9 | 203.38 | 34.97 | 0 | 0
5098 | 1 | 408.6581 | 44.26 | 0 | 309.5547 | 5 | 1.0115 | -68.8534 | 161 | 17 | 1.1 | 0.9 | 784.12 | -118.45 | 0 | 0
5103 | 1 | 508.5858 | 66.44 | 0 | 282.2014 | 5 | 0.99481 | -69.0101 | 161 | 16 | 1.1 | 0.9 | 226.42 | 36.79 | 0 | 0
5126 | 1 | 456.635 | 49.08 | 0 | 107.4261 | 5 | 0.98785 | -71.3578 | 161 | 16 | 1.1 | 0.9 | 422.81 | 36.18 | 0 | 0
5157 | 1 | 505.483 | 41.55 | 0 | 77.6709 | 5 | 0.98536 | -69.5139 | 161 | 17 | 1.1 | 0.9 | 363.96 | 37.87 | 0 | 0
5158 | 1 | 421.6868 | 47.66 | 0 | 297.8211 | 5 | 1.0115 | -69.7357 | 161 | 16 | 1.1 | 0.9 | 980.15 | 1.33 | 0 | 0
5161 | 1 | 459.9496 | 56.57 | 0 | 422.4512 | 5 | 1.0114 | -71.1923 | 161 | 16 | 1.1 | 0.9 | 662.23 | 11.52 | 0 | 0
5181 | 1 | 323.7827 | 50.5 | 0 | 25.3146 | 5 | 0.99017 | -70.6393 | 161 | 16 | 1.1 | 0.9 | 468.05 | 40.3 | 0 | 0
5193 | 1 | 233.9414 | 38.19 | 0 | 174.0771 | 5 | 1.0125 | -52.7834 | 161 | 13 | 1.1 | 0.9 | 32.25 | 0.38 | 0 | 0
5203 | 1 | 522.6216 | 41.65 | 0 | 154.8278 | 5 | 0.98827 | -71.0598 | 161 | 16 | 1.1 | 0.9 | 300.79 | 36.78 | 0 | 0
5206 | 2 | 184.2533 | 0 | 0 | 79.6229 | 5 | 1.01 | -52.8854 | 13.8 | 12 | 1.1 | 0.9 | 17.61 | 0 | 0 | 0
5224 | 1 | 584.4082 | 43.88 | 0 | 207.5074 | 5 | 0.99481 | -71.1011 | 161 | 16 | 1.1 | 0.9 | 267.48 | 31.82 | 0 | 0
5234 | 1 | 226.6875 | 40.42 | 0 | 77.7255 | 5 | 0.99084 | -68.2661 | 161 | 16 | 1.1 | 0.9 | 204.02 | 31.99 | 0 | 0
5245 | 1 | 380.3021 | 39.37 | 0 | 190.5306 | 5 | 0.99862 | -70.8261 | 161 | 17 | 1.1 | 0.9 | 274.38 | 15.51 | 0 | 0
5250 | 1 | 524.4129 | 46.77 | 0 | 92.0947 | 5 | 0.99881 | -68.3956 | 161 | 16 | 1.1 | 0.9 | 1055.19 | 8.85 | 0 | 0
5262 | 2 | 1111.5436 | 0 | 0 | 186.8563 | 5 | 1.01 | -49.5362 | 13.8 | 18 | 1.1 | 0.9 | 8.62 | 0 | 0 | 0
5266 | 1 | 190.2976 | 38.57 | 0 | 148.0707 | 5 | 1.0026 | -69.059 | 161 | 17 | 1.1 | 0.9 | 241.42 | 29.88 | 0 | 0
5281 | 2 | 297.3975 | 0 | 0 | 114.9246 | 5 | 1.0116 | -47.5906 | 13.8 | 13 | 1.1 | 0.9 | 35.05 | 0.97 | 0 | 0
5287 | 1 | 282.9868 | 52.92 | 0 | 16.328 | 5 | 0.98974 | -69.8609 | 161 | 17 | 1.1 | 0.9 | 270.95 | 22.98 | 0 | 0
5291 | 1 | 465.0318 | 40.85 | 0 | 194.6337 | 5 | 0.99091 | -68.0868 | 161 | 17 | 1.1 | 0.9 | 220.7 | -53.98 | 0 | 0
5302 | 2 | -88.7887 | 0 | 0 | 52.0937 | 5 | 1.04 | -58.7455 | 13.8 | 16 | 1.1 | 0.9 | 132.94 | 0 | 0 | 0
5305 | 1 | 68.8724 | 53.67 | 0 | 94.2944 | 5 | 0.99889 | -67.4699 | 161 | 16 | 1.1 | 0.9 | 226.7 | 39.18 | 0 | 0
5307 | 1 | 345.7058 | 40.67 | 0 | 11.1031 | 5 | 1.0048 | -70.0692 | 161 | 16 | 1.1 | 0.9 | 243.85 | 18.37 | 0 | 0
5319 | 2 | -103.313 | 0 | 0 | 67.0718 | 5 | 1.01 | -54.207 | 13.2 | 18 | 1.1 | 0.9 | 2.96 | 0 | 0 | 0
5323 | 1 | 1252.3206 | 62.17 | 0 | 257.7996 | 5 | 0.9993 | -68.0082 | 161 | 17 | 1.1 | 0.9 | 220.17 | 35.01 | 0 | 0
5329 | 1 | 360.5111 | 42 | 0 | 71.4125 | 5 | 0.98713 | -70.1832 | 161 | 16 | 1.1 | 0.9 | 471.17 | 37.54 | 0 | 0
5335 | 1 | 425.3398 | 47.23 | 0 | 81.177 | 5 | 0.98786 | -71.1491 | 161 | 17 | 1.1 | 0.9 | 297.81 | 32.48 | 0 | 0
5351 | 1 | 430.0348 | 49.38 | 0 | 271.1294 | 5 | 0.99768 | -67.5484 | 161 | 16 | 1.1 | 0.9 | 242.51 | 44.19 | 0 | 0
5360 | 2 | -49.0362 | 0 | 0 | 162.4024 | 5 | 1.01 | -43.7029 | 13.8 | 13 | 1.1 | 0.9 | 33.6 | 0 | 0 | 0
5364 | 2 | 663.6241 | 0 | 0 | 135.3008 | 5 | 1 | -54.885 | 13.8 | 12 | 1.1 | 0.9 | 44.38 | 0 | 0 | 0
5373 | 1 | 354.723 | 44.48 | 0 | 73.4738 | 5 | 0.98092 | -70.9899 | 161 | 17 | 1.1 | 0.9 | 2272.44 | 675.62 | 0 | 0
5379 | 1 | 420.6821 | 46.67 | 0 | 208.06 | 5 | 0.99738 | -69.9312 | 161 | 17 | 1.1 | 0.9 | 213.54 | 13.9 | 0 | 0
5385 | 1 | 540.9876 | 68.28 | 0 | 280.4321 | 5 | 1.0052 | -66.9162 | 161 | 16 | 1.1 | 0.9 | 1294.11 | 20.16 | 0 | 0
5412 | 1 | 265.0812 | 40.97 | 0 | 99.716 | 5 | 0.99329 | -69.3224 | 161 | 16 | 1.1 | 0.9 | 289.23 | 42.6 | 0 | 0
5415 | 2 | -99.3205 | 0 | 0 | 60.12 | 5 | 1 | -49.2855 | 13.8 | 12 | 1.1 | 0.9 | 33.99 | 0 | 0 | 0
5422 | 1 | 379.5836 | 51.83 | 0 | 522.7908 | 5 | 1.02 | -70.3077 | 161 | 17 | 1.1 | 0.9 | 243.65 | 0 | 0 | 0
5440 | 1 | 431.0065 | 47.35 | 0 | 261.5992 | 5 | 0.99952 | -70.2367 | 161 | 17 | 1.1 | 0.9 | 231.42 | 21.44 | 0 | 0
5441 | 1 | 387.3206 | 41.13 | 0 | 159.6815 | 5 | 0.99391 | -66.8285 | 161 | 17 | 1.1 | 0.9 | 192.57 | 6.22 | 0 | 0
5444 | 2 | 677.9961 | 0 | 0 | 404.0446 | 5 | 1.01 | -59.9041 | 500 | 17 | 1.1 | 0.9 | 95.24 | 0 | 0 | 0
5447 | 1 | 508.6824 | 43.76 | 0 | 69.333 | 5 | 0.98559 | -68.2603 | 161 | 17 | 1.1 | 0.9 | 192.27 | 15.77 | 0 | 0
5449 | 1 | 168.2112 | 75.65 | 0 | 312.0991 | 5 | 1.0088 | -67.2701 | 161 | 17 | 1.1 | 0.9 | 190.49 | 30.46 | 0 | 0
5463 | 1 | 460.2963 | 45.43 | 0 | 115.394 | 5 | 0.98966 | -70.8048 | 161 | 17 | 1.1 | 0.9 | 288.45 | 30.53 | 0 | 0
5465 | 1 | 86.6404 | 61.81 | 0 | 107.2377 | 5 | 1.0078 | -67.8659 | 161 | 16 | 1.1 | 0.9 | 196.17 | 19.55 | 0 | 0
5480 | 1 | 206.3087 | 50.78 | 0 | 95.8504 | 5 | 0.99264 | -65.5029 | 161 | 17 | 1.1 | 0.9 | 141.9 | 14.77 | 0 | 0
6001 | 1 | 263.7392 | 29.41 | 0 | 294.2581 | 6 | 1.02 | -57.1459 | 115 | 22 | 1.1 | 0.9 | -9.42 | 0 | 0 | 0
6002 | 1 | 169.5264 | 9.2 | 0 | 40.738 | 6 | 1.002 | -57.1471 | 115 | 26 | 1.1 | 0.9 | 421.05 | 72.56 | 0 | 0
6005 | 1 | 92.8209 | 21.39 | 0 | 167.3936 | 6 | 1.0148 | -46.1515 | 115 | 25 | 1.1 | 0.9 | 196.34 | 16.4 | 0 | 0
6014 | 1 | 107.2823 | 1.56 | 0 | 87.8839 | 6 | 1.0108 | -51.9809 | 115 | 24 | 1.1 | 0.9 | 717.8 | 0.19 | 0 | 0
6018 | 1 | 286.9476 | 0.7 | 0 | 69.6731 | 6 | 0.98899 | -56.8942 | 115 | 23 | 1.1 | 0.9 | 634.76 | 147.18 | 0 | 0
6023 | 1 | 233.0648 | 37.65 | 0 | 48.49 | 6 | 0.99682 | -55.7441 | 115 | 23 | 1.1 | 0.9 | 115.11 | 40.72 | 0 | 0
6035 | 1 | 300.0969 | 58.47 | 0 | 84.6481 | 6 | 0.99182 | -56.2031 | 115 | 23 | 1.1 | 0.9 | 765.29 | 139.2 | 0 | 0
6037 | 1 | 408.5917 | 41.8 | 0 | 288.1234 | 6 | 1.0029 | -54.7483 | 115 | 22 | 1.1 | 0.9 | 138.73 | 18.03 | 0 | 0
6047 | 1 | 273.6671 | 42.46 | 0 | 190.0085 | 6 | 1.0061 | -56.7951 | 115 | 26 | 1.1 | 0.9 | 283.16 | 48.92 | 0 | 0
6058 | 1 | 101.6425 | 50.61 | 0 | 121.8843 | 6 | 1.0069 | -51.9476 | 115 | 22 | 1.1 | 0.9 | 746 | 119.51 | 0 | 0
6061 | 1 | 344.4083 | 41.91 | 0 | 84.1979 | 6 | 0.98581 | -58.0929 | 115 | 23 | 1.1 | 0.9 | 808.23 | 132.02 | 0 | 0
6069 | 2 | 212.6915 | 0 | 0 | 91.5073 | 6 | 1.03 | -46.5359 | 18 | 22 | 1.1 | 0.9 | 17.83 | 0 | 0 | 0
6078 | 2 | 549.554 | 0 | 0 | 125.8844 | 6 | 1.0072 | -29.0246 | 22 | 25 | 1.1 | 0.9 | 19.29 | -11.93 | 0 | 0
6111 | 2 | 90.0807 | 0 | 0 | 139.1632 | 6 | 1.04 | -46.4075 | 13.8 | 25 | 1.1 | 0.9 | 18.77 | 0 | 0 | 0
6115 | 1 | 441.7181 | 37.15 | 0 | 85.463 | 6 | 0.99096 | -57.3624 | 115 | 22 | 1.1 | 0.9 | 337.53 | -35.88 | 0 | 0
6120 | 1 | 247.4279 | 55.33 | 0 | 62.4421 | 6 | 0.9947 | -56.4273 | 115 | 23 | 1.1 | 0.9 | 278.3 | 71.32 | 0 | 0
6147 | 2 | 515.0222 | 0 | 0 | 102.0536 | 6 | 1.03 | -44.1096 | 13.8 | 22 | 1.1 | 0.9 | 18.17 | 0 | 0 | 0
6164 | 2 | -21.5142 | 0 | 0 | 76.8367 | 6 | 1.03 | -44.8808 | 13.8 | 22 | 1.1 | 0.9 | 16.13 | 0 | 0 | 0
6168 | 1 | 457.5587 | 39.17 | 0 | 94.8655 | 6 | 0.99023 | -58.2115 | 115 | 26 | 1.1 | 0.9 | 239.98 | 32.01 | 0 | 0
6178 | 1 | 112.4922 | 38.09 | 0 | 116.6643 | 6 | 1.006 | -55.3367 | 115 | 26 | 1.1 | 0.9 | 1123.12 | 198.56 | 0 | 0
6199 | 1 | 627.9119 | 67.93 | 0 | 418.0998 | 6 | 1.0052 | -56.0721 | 115 | 26 | 1.1 | 0.9 | 161.79 | 19.8 | 0 | 0
6208 | 1 | 436.9583 | 39.94 | 0 | 118.2468 | 6 | 0.98462 | -58.8038 | 115 | 23 | 1.1 | 0.9 | 731.26 | 101.44 | 0 | 0
6214 | 2 | -157.4478 | 0 | 0 | 63.7512 | 6 | 1.04 | -38.3642 | 13.8 | 23 | 1.1 | 0.9 | 21.48 | 0 | 0 | 0
6223 | 1 | 556.2668 | 47.27 | 0 | 144.9067 | 6 | 0.98907 | -56.5988 | 115 | 23 | 1.1 | 0.9 | -51.64 | -16.1 | 0 | 0
6230 | 1 | 307.3752 | 54.26 | 0 | 184.2098 | 6 | 0.9994 | -55.5646 | 115 | 22 | 1.1 | 0.9 | 107.04 | 10.1 | 0 | 0
6236 | 1 | 272.8723 | 48.03 | 0 | 216.0154 | 6 | 0.99902 | -55.0237 | 115 | 26 | 1.1 | 0.9 | 69.79 | 14.89 | 0 | 0
6238 | 1 | 289.9799 | 38.19 | 0 | 32.4302 | 6 | 0.97942 | -58.5262 | 115 | 23 | 1.1 | 0.9 | 1273.7 | 184.76 | 0 | 0
6241 | 1 | 170.1802 | 49.79 | 0 | 99.1557 | 6 | 0.994 | -53.6859 | 115 | 22 | 1.1 | 0.9 | 281.04 | -2.99 | 0 | 0
6278 | 1 | 148.3168 | 38.44 | 0 | 51.7553 | 6 | 0.99584 | -55.3289 | 115 | 23 | 1.1 | 0.9 | 851.62 | 285.64 | 0 | 0
6280 | 1 | 95.2743 | 38.54 | 0 | 77.028 | 6 | 1.0066 | -51.9464 | 115 | 22 | 1.1 | 0.9 | 683.79 | 68.68 | 0 | 0
6288 | 1 | 451.501 | 47.19 | 0 | 126.9146 | 6 | 0.98899 | -56.8126 | 115 | 26 | 1.1 | 0.9 | 144.01 | 8.64 | 0 | 0
6295 | 2 | -164.4655 | 0 | 0 | 94.0833 | 6 | 1.0211 | -48.0335 | 13.8 | 23 | 1.1 | 0.9 | 13.29 | -6.43 | 0 | 0
6302 | 2 | 521.6856 | 0 | 0 | 54.9889 | 6 | 1.014 | -43.6695 | 22 | 22 | 1.1 | 0.9 | 18.65 | -3.33 | 0 | 0
6330 | 1 | 267.1105 | 37.9 | 0 | 103.9383 | 6 | 0.98319 | -59.179 | 115 | 23 | 1.1 | 0.9 | 1597.32 | 40.1 | 0 | 0
6335 | 1 | 197.7639 | 46.67 | 0 | 48.2788 | 6 | 0.99304 | -55.6169 | 115 | 26 | 1.1 | 0.9 | 46.98 | 13.48 | 0 | 0
6344 | 1 | 347.5741 | 44.99 | 0 | 132.6989 | 6 | 0.99852 | -55.6068 | 115 | 23 | 1.1 | 0.9 | -271.72 | -63.94 | 0 | 0
6349 | 2 | 1634.733 | 0 | 0 | 464.9134 | 6 | 1.0272 | -49.6522 | 500 | 23 | 1.1 | 0.9 | 0.07 | -12.25 | 0 | 0
6355 | 1 | 239.7714 | 43.02 | 0 | 76.7473 | 6 | 0.99845 | -55.2517 | 115 | 23 | 1.1 | 0.9 | 109.77 | 16.91 | 0 | 0
7001 | 1 | 116.6041 | 2.64 | 0 | 43.5691 | 7 | 0.99883 | -35.8973 | 115 | 6 | 1.1 | 0.9 | 128.96 | 18.58 | 0 | 0
7004 | 1 | 163.2123 | 62.88 | 0 | 66.8857 | 7 | 1.0089 | -34.1454 | 115 | 4 | 1.1 | 0.9 | 358.9 | 80.4 | 0 | 0
7010 | 1 | 175.2071 | 4.43 | 0 | 44.3642 | 7 | 0.98341 | -42.9026 | 115 | 5 | 1.1 | 0.9 | 953.38 | 175.93 | 0 | 0
7012 | 1 | 78.9967 | 0.27 | 0 | 16.2954 | 7 | 0.97807 | -38.9259 | 115 | 3 | 1.1 | 0.9 | 448.12 | 114.81 | 0 | 0
7013 | 1 | 193.6558 | 39.11 | 0 | 8.3285 | 7 | 0.99052 | -40.6405 | 115 | 5 | 1.1 | 0.9 | 1936.46 | 38.11 | 0 | 0
7017 | 1 | 361.4196 | 38.48 | 0 | 231.9278 | 7 | 0.99362 | -39.5398 | 115 | 3 | 1.1 | 0.9 | 680.67 | 95.46 | 0 | 0
7039 | 1 | 195.1518 | 66.73 | 0 | 92.3695 | 7 | 0.99874 | -37.255 | 115 | 3 | 1.1 | 0.9 | 1232.46 | 94.67 | 0 | 0
7049 | 1 | 301.8159 | 80.22 | 0 | 84.686 | 7 | 1.0026 | -38.5892 | 115 | 3 | 1.1 | 0.9 | 1377.38 | 47.61 | 0 | 0
7051 | 1 | 538.6568 | 39.89 | 0 | 206.2205 | 7 | 0.99116 | -39.3216 | 115 | 3 | 1.1 | 0.9 | 486.11 | 35.74 | 0 | 0
7069 | 1 | 99.4241 | 14.5 | 0 | 34.3728 | 7 | 1.001 | -33.9157 | 115 | 1 | 1.1 | 0.9 | 812.09 | 124.42 | 0 | 0
7074 | 1 | 125.0599 | 19.59 | 0 | 54.6902 | 7 | 1.0084 | -33.7946 | 115 | 2 | 1.1 | 0.9 | 71.58 | -7.39 | 0 | 0
7075 | 1 | 254.505 | 45.58 | 0 | 353.5142 | 7 | 1.0134 | -35.3282 | 115 | 4 | 1.1 | 0.9 | 379.95 | 76.46 | 0 | 0
7084 | 1 | 280.4453 | 60.84 | 0 | 85.4014 | 7 | 1.0038 | -33.7156 | 115 | 4 | 1.1 | 0.9 | 43.61 | -15.83 | 0 | 0
7091 | 1 | 320.6539 | 59.69 | 0 | 334.8936 | 7 | 1.02 | -39.739 | 115 | 3 | 1.1 | 0.9 | 674.56 | 0 | 0 | 0
7098 | 3 | -220.4585 | 0 | 0 | 24.2538 | 7 | 1 | 0 | 13.8 | 1 | 1.1 | 0.9 | 7.46 | 0 | 0 | 0
7101 | 1 | 334.5697 | 60.21 | 0 | 124.6689 | 7 | 0.9962 | -38.4429 | 115 | 3 | 1.1 | 0.9 | 1116.45 | 96.9 | 0 | 0
7124 | 1 | 452.6064 | 46.65 | 0 | 129.3319 | 7 | 0.98768 | -38.5943 | 115 | 3 | 1.1 | 0.9 | 728.01 | 86.06 | 0 | 0
7127 | 1 | -136.755 | 63.34 | 0 | 250.9775 | 7 | 1.0045 | -34.5289 | 115 | 3 | 1.1 | 0.9 | 249.15 | 138.18 | 0 | 0
7138 | 2 | 950.1452 | 0 | 0 | 41.8653 | 7 | 1.0253 | -22.988 | 13.8 | 4 | 1.1 | 0.9 | 47.04 | -3.78 | 0 | 0
7145 | 1 | 296.8955 | 40.74 | 0 | 313.1967 | 7 | 1.02 | -41.1233 | 115 | 4 | 1.1 | 0.9 | 487 | 0 | 0 | 0
7157 | 1 | 786.8443 | 46.42 | 0 | 239.5884 | 7 | 0.99317 | -38.7563 | 115 | 5 | 1.1 | 0.9 | 309.64 | 57.92 | 0 | 0
7170 | 2 | -162.8068 | 0 | 0 | 44.0788 | 7 | 1.04 | -29.0975 | 18 | 3 | 1.1 | 0.9 | 17.38 | 0 | 0 | 0
7177 | 1 | 565.2618 | 59.96 | 0 | 82.8609 | 7 | 0.985 | -39.6556 | 115 | 5 | 1.1 | 0.9 | 343.92 | 59.62 | 0 | 0
7181 | 1 | 268.0734 | 42.21 | 0 | 32.2425 | 7 | 0.98127 | -40.5475 | 115 | 3 | 1.1 | 0.9 | 1096.68 | 157.82 | 0 | 0
7185 | 1 | -89.873 | 47.86 | 0 | 53.7752 | 7 | 1.006 | -31.0875 | 115 | 3 | 1.1 | 0.9 | 1268.26 | 219.89 | 0 | 0
7201 | 1 | 284.9885 | 61.42 | 0 | 224.6149 | 7 | 1.0059 | -39.2021 | 115 | 5 | 1.1 | 0.9 | 2211.45 | 17.55 | 0 | 0
7208 | 2 | 707.6631 | 0 | 0 | 39.945 | 7 | 1.04 | -20.7691 | 18 | 4 | 1.1 | 0.9 | 25.73 | 0 | 0 | 0
7221 | 1 | 680.7906 | 48.05 | 0 | 174.2986 | 7 | 0.98786 | -38.8335 | 115 | 3 | 1.1 | 0.9 | 825.31 | 32.62 | 0 | 0
7229 | 1 | 113.7096 | 80.87 | 0 | 44.9818 | 7 | 1.0008 | -36.2211 | 115 | 3 | 1.1 | 0.9 | 235.6 | 50.75 | 0 | 0
7235 | 1 | 244.0839 | 42.96 | 0 | 214.2342 | 7 | 1.02 | -42.3474 | 115 | 3 | 1.1 | 0.9 | 1316.48 | 0 | 0 | 0
7246 | 1 | 381.1253 | 56.53 | 0 | 38.2598 | 7 | 0.97673 | -41.3673 | 115 | 3 | 1.1 | 0.9 | 1509.8 | 99.38 | 0 | 0
7248 | 1 | 545.1863 | 62.48 | 0 | 112.1635 | 7 | 0.98233 | -40.0579 | 115 | 3 | 1.1 | 0.9 | 771.38 | 192.44 | 0 | 0
7259 | 1 | 549.0758 | 41.38 | 0 | 45.959 | 7 | 0.99832 | -37.7653 | 115 | 4 | 1.1 | 0.9 | 594.73 | 45.06 | 0 | 0
7279 | 1 | 174.9238 | 42.08 | 0 | 80.8682 | 7 | 1.0084 | -33.1881 | 115 | 4 | 1.1 | 0.9 | 222.2 | 22.39 | 0 | 0
7311 | 2 | -105.4848 | 0 | 0 | 68.1841 | 7 | 1.0323 | -23.6244 | 24 | 1 | 1.1 | 0.9 | 27 | 3.3 | 0 | 0
7317 | 1 | 504.6289 | 40.49 | 0 | 47.5359 | 7 | 0.99273 | -35.6948 | 115 | 4 | 1.1 | 0.9 | 1548 | 301.33 | 0 | 0
7330 | 1 | 572.1847 | 55.55 | 0 | 197.0388 | 7 | 0.98861 | -38.9959 | 115 | 3 | 1.1 | 0.9 | 849.84 | -32.03 | 0 | 0
7343 | 1 | 137.8348 | 52.36 | 0 | 10.7017 | 7 | 0.97878 | -38.0483 | 115 | 3 | 1.1 | 0.9 | 225.81 | 67.52 | 0 | 0
7353 | 2 | 3016.6844 | 0 | 0 | 40.4772 | 7 | 1.04 | -20.3169 | 13.8 | 3 | 1.1 | 0.9 | 19.64 | 0 | 0 | 0
7375 | 2 | -130.6756 | 0 | 0 | 5.9024 | 7 | 1.04 | -22.8432 | 18 | 4 | 1.1 | 0.9 | 48.91 | 0 | 0 | 0
7385 | 1 | 135.24 | 38.32 | 0 | 0.823 | 7 | 0.9855 | -40.4316 | 115 | 3 | 1.1 | 0.9 | 765.52 | 123.22 | 0 | 0
7387 | 1 | 423.2769 | 45.54 | 0 | 44.406 | 7 | 0.97987 | -39.6792 | 115 | 4 | 1.1 | 0.9 | 169.46 | 46.3 | 0 | 0
7389 | 2 | 1062.4308 | 0 | 0 | 420.4132 | 7 | 1.0308 | -34.571 | 500 | 5 | 1.1 | 0.9 | 42.92 | -4.07 | 0 | 0
7400 | 2 | 1651.4937 | 0 | 0 | 292.8378 | 7 | 1.0259 | -26.0968 | 500 | 4 | 1.1 | 0.9 | 33.43 | -7.73 | 0 | 0
7404 | 1 | 496.0642 | 50.36 | 0 | 65.6293 | 7 | 0.9813 | -40.8525 | 115 | 5 | 1.1 | 0.9 | 648.3 | 67.62 | 0 | 0
7406 | 2 | 2300.3073 | 0 | 0 | 539.7543 | 7 | 1.0201 | -29.008 | 500 | 6 | 1.1 | 0.9 | 75.44 | 3.45 | 0 | 0
7410 | 1 | 163.6843 | 61.11 | 0 | 37.0309 | 7 | 0.98814 | -38.1912 | 115 | 3 | 1.1 | 0.9 | 1785.43 | 176.67 | 0 | 0
7422 | 2 | -209.5614 | 0 | 0 | 249.4738 | 7 | 1.04 | -27.5506 | 500 | 2 | 1.1 | 0.9 | -49.71 | 0 | 0 | 0
7427 | 1 | 381.4675 | 44.33 | 0 | 99.7185 | 7 | 0.98162 | -40.7536 | 115 | 3 | 1.1 | 0.9 | 1164.98 | 97.59 | 0 | 0
7428 | 2 | -450.1215 | 0 | 0 | 207.8485 | 7 | 1.04 | -27.6143 | 500 | 2 | 1.1 | 0.9 | 12.44 | 0 | 0 | 0
8001 | 1 | 96.7891 | 3.07 | 0 | 74.8171 | 8 | 1.0154 | -57.862 | 115 | 7 | 1.1 | 0.9 | 101.5 | 12.04 | 0 | 0
8002 | 1 | 306.0352 | 3.35 | 0 | 164.4358 | 8 | 1.0071 | -71.0264 | 115 | 8 | 1.1 | 0.9 | 629.18 | -42.91 | 0 | 0
8033 | 2 | 50.3313 | 0 | 0 | 43.9109 | 8 | 1.0257 | -36.8531 | 13.8 | 7 | 1.1 | 0.9 | 63.84 | 2.35 | 0 | 0
8060 | 2 | 8.7205 | 0 | 0 | 193.781 | 8 | 1.0237 | -58.1412 | 13.8 | 7 | 1.1 | 0.9 | 30.66 | -2.29 | 0 | 0
8070 | 2 | 1133.999 | 0 | 0 | 168.1129 | 8 | 1.0119 | -52.2329 | 13.8 | 7 | 1.1 | 0.9 | 33.58 | -0.29 | 0 | 0
8077 | 2 | 439.4969 | 0 | 0 | 156.1781 | 8 | 1.03 | -48.9164 | 13.8 | 8 | 1.1 | 0.9 | 68.05 | 0 | 0 | 0
8087 | 2 | 620.3703 | 0 | 0 | 153.8541 | 8 | 1.0316 | -46.7842 | 18 | 7 | 1.1 | 0.9 | 31.43 | 0.15 | 0 | 0
8095 | 1 | 164.1318 | 41.6 | 0 | 41.1716 | 8 | 0.98963 | -46.0984 | 115 | 7 | 1.1 | 0.9 | 85.77 | 8.83 | 0 | 0
8116 | 2 | 410.6057 | 0 | 0 | 221.5944 | 8 | 1.03 | -59.0376 | 13.8 | 8 | 1.1 | 0.9 | 22.73 | -2.62 | 0 | 0
8129 | 2 | 1748.768 | 0 | 0 | 294.8862 | 8 | 1.03 | -51.7569 | 18 | 8 | 1.1 | 0.9 | 121.37 | 0 | 0 | 0
8140 | 1 | 305.1846 | 47.75 | 0 | 126.4103 | 8 | 0.99062 | -46.5751 | 115 | 7 | 1.1 | 0.9 | 89.65 | 7.78 | 0 | 0

## Gen
Bus | Pg | Qg | Qmax | Qmin | Vg | mBase | status | Pmax | Pmin | Pc1 | Pc2 | Qc1min | Qc1max | Qc2min | Qc2max | ramp_agc | ramp_10 | ramp_30 | ramp_q | apf | mu_Pmax | mu_Pmin | mu_Qmax | mu_Qmin
3048 | 158.25 | -30.38 | 44.94 | -30.38 | 1.01 | 253.2 | 1 | 158.25 | 158.25 | 0 | 0 | 0 | 0 | 0 | 0 | 0 | 0 | 0 | 0 | 211 | 0 | 0 | 0 | 0
1063 | 25.73 | -4.35 | 7.31 | -4.94 | 1 | 41.16 | 1 | 25.73 | 25.73 | 0 | 0 | 0 | 0 | 0 | 0 | 0 | 0 | 0 | 0 | 34.3 | 0 | 0 | 0 | 0
1081 | 61.87 | -11.88 | 17.57 | -11.88 | 1 | 99 | 1 | 61.87 | 61.87 | 0 | 0 | 0 | 0 | 0 | 0 | 0 | 0 | 0 | 0 | 82.5 | 0 | 0 | 0 | 0
1081 | 9.97 | 0 | 0 | 0 | 1 | 12 | 1 | 10 | 3 | 0 | 0 | 0 | 0 | 0 | 0 | 0 | 0 | 0 | 0 | 10 | 0 | 0 | 0 | 0
1001 | 149.63 | -23.15 | 42.49 | -28.73 | 1 | 239.4 | 1 | 149.63 | 149.63 | 0 | 0 | 0 | 0 | 0 | 0 | 0 | 0 | 0 | 0 | 199.5 | 0 | 0 | 0 | 0
3048 | 135 | 2.26 | 38.34 | -25.92 | 1.01 | 216 | 1 | 135 | 135 | 0 | 0 | 0 | 0 | 0 | 0 | 0 | 0 | 0 | 0 | 180 | 0 | 0 | 0 | 0
1001 | 93.15 | -3.42 | 26.45 | -17.88 | 1 | 149.04 | 1 | 93.15 | 93.15 | 0 | 0 | 0 | 0 | 0 | 0 | 0 | 0 | 0 | 0 | 124.2 | 0 | 0 | 0 | 0
1081 | 208.5 | -40.03 | 59.21 | -40.03 | 1 | 333.6 | 1 | 208.5 | 208.5 | 0 | 0 | 0 | 0 | 0 | 0 | 0 | 0 | 0 | 0 | 278 | 0 | 0 | 0 | 0
1063 | 67.5 | -6.87 | 19.17 | -12.96 | 1 | 108 | 1 | 67.5 | 67.5 | 0 | 0 | 0 | 0 | 0 | 0 | 0 | 0 | 0 | 0 | 90 | 0 | 0 | 0 | 0
1081 | 110.63 | -16.65 | 31.42 | -21.24 | 1 | 177 | 1 | 110.63 | 110.63 | 0 | 0 | 0 | 0 | 0 | 0 | 0 | 0 | 0 | 0 | 147.5 | 0 | 0 | 0 | 0
1063 | 0 | 0 | 25.96 | -17.55 | 1 | 146.28 | 0 | 121.9 | 36.57 | 0 | 0 | 0 | 0 | 0 | 0 | 0 | 0 | 0 | 0 | 121.9 | 0 | 0 | 0 | 0
1063 | 44.1 | -1.16 | 12.52 | -8.47 | 1 | 70.56 | 1 | 44.1 | 44.1 | 0 | 0 | 0 | 0 | 0 | 0 | 0 | 0 | 0 | 0 | 58.8 | 0 | 0 | 0 | 0
1048 | 0 | 0 | 165.53 | -36.1 | 1 | 390.24 | 0 | 325.2 | 97.56 | 0 | 0 | 0 | 0 | 0 | 0 | 0 | 0 | 0 | 0 | 325.2 | 0 | 0 | 0 | 0
1048 | 0 | 0 | 165.53 | -36.1 | 1 | 390.24 | 0 | 325.2 | 97.56 | 0 | 0 | 0 | 0 | 0 | 0 | 0 | 0 | 0 | 0 | 325.2 | 0 | 0 | 0 | 0
1048 | 89.15 | -4.14 | 45.5 | -9.92 | 1 | 107.28 | 1 | 89.4 | 26.82 | 0 | 0 | 0 | 0 | 0 | 0 | 0 | 0 | 0 | 0 | 89.4 | 0 | 0 | 0 | 0
1048 | 89.15 | -2.88 | 45.5 | -9.92 | 1 | 107.28 | 1 | 89.4 | 26.82 | 0 | 0 | 0 | 0 | 0 | 0 | 0 | 0 | 0 | 0 | 89.4 | 0 | 0 | 0 | 0
1048 | 89.15 | -7.04 | 45.5 | -9.92 | 1 | 107.28 | 1 | 89.4 | 26.82 | 0 | 0 | 0 | 0 | 0 | 0 | 0 | 0 | 0 | 0 | 89.4 | 0 | 0 | 0 | 0
1081 | 0 | 0 | 91.01 | -19.85 | 1 | 214.56 | 0 | 178.8 | 53.64 | 0 | 0 | 0 | 0 | 0 | 0 | 0 | 0 | 0 | 0 | 178.8 | 0 | 0 | 0 | 0
1001 | 0 | 0 | 25.56 | -17.28 | 1 | 144 | 0 | 120 | 36 | 0 | 0 | 0 | 0 | 0 | 0 | 0 | 0 | 0 | 0 | 120 | 0 | 0 | 0 | 0
1081 | 0 | 0 | 2.85 | -0.62 | 1.04 | 6.72 | 0 | 5.6 | 1.68 | 0 | 0 | 0 | 0 | 0 | 0 | 0 | 0 | 0 | 0 | 5.6 | 0 | 0 | 0 | 0
1081 | 0 | 0 | 1.02 | -0.22 | 1.04 | 2.4 | 0 | 2 | 0.6 | 0 | 0 | 0 | 0 | 0 | 0 | 0 | 0 | 0 | 0 | 2 | 0 | 0 | 0 | 0
1063 | 0 | 0 | 0 | 0 | 1.01 | 1.8 | 0 | 1.5 | 0.45 | 0 | 0 | 0 | 0 | 0 | 0 | 0 | 0 | 0 | 0 | 1.5 | 0 | 0 | 0 | 0
1063 | 0 | 0 | 0 | 0 | 1.01 | 276 | 0 | 230 | 69 | 0 | 0 | 0 | 0 | 0 | 0 | 0 | 0 | 0 | 0 | 230 | 0 | 0 | 0 | 0
1063 | 106.88 | -0.83 | 30.35 | -20.52 | 1 | 171 | 1 | 106.88 | 106.88 | 0 | 0 | 0 | 0 | 0 | 0 | 0 | 0 | 0 | 0 | 142.5 | 0 | 0 | 0 | 0
1081 | 120.38 | 25.49 | 34.19 | -23.11 | 1.04 | 192.6 | 1 | 120.38 | 120.38 | 0 | 0 | 0 | 0 | 0 | 0 | 0 | 0 | 0 | 0 | 160.5 | 0 | 0 | 0 | 0
1001 | 191.59 | 30.82 | 97.8 | -21.33 | 1.01 | 230.56 | 1 | 192.13 | 57.64 | 0 | 0 | 0 | 0 | 0 | 0 | 0 | 0 | 0 | 0 | 192.13 | 0 | 0 | 0 | 0
1001 | 191.59 | 35.97 | 97.8 | -21.33 | 1.01 | 230.56 | 1 | 192.13 | 57.64 | 0 | 0 | 0 | 0 | 0 | 0 | 0 | 0 | 0 | 0 | 192.13 | 0 | 0 | 0 | 0
1001 | 191.59 | 32.68 | 97.8 | -21.33 | 1.01 | 230.56 | 1 | 192.13 | 57.64 | 0 | 0 | 0 | 0 | 0 | 0 | 0 | 0 | 0 | 0 | 192.13 | 0 | 0 | 0 | 0
1001 | 191.59 | 34.38 | 97.8 | -21.33 | 1.01 | 230.56 | 1 | 192.13 | 57.64 | 0 | 0 | 0 | 0 | 0 | 0 | 0 | 0 | 0 | 0 | 192.13 | 0 | 0 | 0 | 0
1001 | 0 | 0 | 97.8 | -21.33 | 1.01 | 230.56 | 0 | 192.13 | 57.64 | 0 | 0 | 0 | 0 | 0 | 0 | 0 | 0 | 0 | 0 | 192.13 | 0 | 0 | 0 | 0
1001 | 0 | 0 | 97.8 | -21.33 | 1.01 | 230.56 | 0 | 192.13 | 57.64 | 0 | 0 | 0 | 0 | 0 | 0 | 0 | 0 | 0 | 0 | 192.13 | 0 | 0 | 0 | 0
1001 | 95.23 | 18.16 | 48.61 | -10.6 | 1.01 | 114.6 | 1 | 95.5 | 28.65 | 0 | 0 | 0 | 0 | 0 | 0 | 0 | 0 | 0 | 0 | 95.5 | 0 | 0 | 0 | 0
3048 | 95.23 | -10.6 | 48.61 | -10.6 | 1.01 | 114.6 | 1 | 95.5 | 28.65 | 0 | 0 | 0 | 0 | 0 | 0 | 0 | 0 | 0 | 0 | 95.5 | 0 | 0 | 0 | 0
1001 | 95.23 | 14.9 | 48.61 | -10.6 | 1.01 | 114.6 | 1 | 95.5 | 28.65 | 0 | 0 | 0 | 0 | 0 | 0 | 0 | 0 | 0 | 0 | 95.5 | 0 | 0 | 0 | 0
1081 | 0 | 0 | 145.83 | -31.8 | 1.01 | 343.8 | 0 | 286.5 | 85.95 | 0 | 0 | 0 | 0 | 0 | 0 | 0 | 0 | 0 | 0 | 286.5 | 0 | 0 | 0 | 0
1081 | 112.5 | -21.6 | 31.95 | -21.6 | 1 | 180 | 1 | 112.5 | 112.5 | 0 | 0 | 0 | 0 | 0 | 0 | 0 | 0 | 0 | 0 | 150 | 0 | 0 | 0 | 0
1001 | 86.62 | 24.6 | 24.6 | -16.63 | 1.04 | 138.6 | 1 | 86.62 | 86.62 | 0 | 0 | 0 | 0 | 0 | 0 | 0 | 0 | 0 | 0 | 115.5 | 0 | 0 | 0 | 0
1081 | 56.25 | -0.29 | 15.97 | -10.8 | 1 | 90 | 1 | 56.25 | 56.25 | 0 | 0 | 0 | 0 | 0 | 0 | 0 | 0 | 0 | 0 | 75 | 0 | 0 | 0 | 0
1001 | 114.37 | 31.03 | 32.48 | -21.96 | 1.02 | 183 | 1 | 114.37 | 114.37 | 0 | 0 | 0 | 0 | 0 | 0 | 0 | 0 | 0 | 0 | 152.5 | 0 | 0 | 0 | 0
1001 | 27 | 7.67 | 7.67 | -5.18 | 1.02 | 43.2 | 1 | 27 | 27 | 0 | 0 | 0 | 0 | 0 | 0 | 0 | 0 | 0 | 0 | 36 | 0 | 0 | 0 | 0
2004 | 0 | 0 | 199.43 | -43.49 | 1.02 | 470.16 | 0 | 391.8 | 117.54 | 0 | 0 | 0 | 0 | 0 | 0 | 0 | 0 | 0 | 0 | 391.8 | 0 | 0 | 0 | 0
2004 | 0 | 0 | 199.43 | -43.49 | 1.02 | 470.16 | 0 | 391.8 | 117.54 | 0 | 0 | 0 | 0 | 0 | 0 | 0 | 0 | 0 | 0 | 391.8 | 0 | 0 | 0 | 0
2004 | 0 | 0 | 199.43 | -43.49 | 1.02 | 470.16 | 0 | 391.8 | 117.54 | 0 | 0 | 0 | 0 | 0 | 0 | 0 | 0 | 0 | 0 | 391.8 | 0 | 0 | 0 | 0
2019 | 150.45 | -28.89 | 42.73 | -28.89 | 1 | 240.72 | 1 | 150.45 | 150.45 | 0 | 0 | 0 | 0 | 0 | 0 | 0 | 0 | 0 | 0 | 200.6 | 0 | 0 | 0 | 0
2019 | 0 | 0 | 46.43 | -31.39 | 1.04 | 261.6 | 0 | 218 | 65.4 | 0 | 0 | 0 | 0 | 0 | 0 | 0 | 0 | 0 | 0 | 218 | 0 | 0 | 0 | 0
8129 | 83.1 | 18.16 | 42.42 | -9.25 | 1.02 | 100 | 1 | 83.33 | 25 | 0 | 0 | 0 | 0 | 0 | 0 | 0 | 0 | 0 | 0 | 83.33 | 0 | 0 | 0 | 0
8129 | 166.2 | 26.53 | 84.83 | -18.5 | 1.02 | 200 | 1 | 166.67 | 50 | 0 | 0 | 0 | 0 | 0 | 0 | 0 | 0 | 0 | 0 | 166.67 | 0 | 0 | 0 | 0
2019 | 59.7 | -11.46 | 16.95 | -11.46 | 1.01 | 95.52 | 1 | 59.7 | 59.7 | 0 | 0 | 0 | 0 | 0 | 0 | 0 | 0 | 0 | 0 | 79.6 | 0 | 0 | 0 | 0
2057 | 0 | 0 | 2.8 | -0.73 | 0.99 | 7.2 | 0 | 6 | 1.8 | 0 | 0 | 0 | 0 | 0 | 0 | 0 | 0 | 0 | 0 | 6 | 0 | 0 | 0 | 0
2057 | 573.57 | -47.07 | 335.52 | -87.84 | 0.99 | 864 | 1 | 720 | 216 | 0 | 0 | 0 | 0 | 0 | 0 | 0 | 0 | 0 | 0 | 720 | 0 | 0 | 0 | 0
2019 | 60 | -11.52 | 17.04 | -11.52 | 1 | 96 | 1 | 60 | 60 | 0 | 0 | 0 | 0 | 0 | 0 | 0 | 0 | 0 | 0 | 80 | 0 | 0 | 0 | 0
2057 | 101.55 | -4.84 | 28.84 | -19.5 | 1.02 | 162.48 | 1 | 101.55 | 101.55 | 0 | 0 | 0 | 0 | 0 | 0 | 0 | 0 | 0 | 0 | 135.4 | 0 | 0 | 0 | 0
2057 | 112.5 | -0.82 | 31.95 | -21.6 | 1 | 180 | 1 | 112.5 | 112.5 | 0 | 0 | 0 | 0 | 0 | 0 | 0 | 0 | 0 | 0 | 150 | 0 | 0 | 0 | 0
3048 | 22.5 | 6.39 | 6.39 | -4.32 | 1.04 | 36 | 1 | 22.5 | 22.5 | 0 | 0 | 0 | 0 | 0 | 0 | 0 | 0 | 0 | 0 | 30 | 0 | 0 | 0 | 0
5007 | 84.38 | 3.09 | 23.96 | -16.2 | 1.02 | 135 | 1 | 84.38 | 84.38 | 0 | 0 | 0 | 0 | 0 | 0 | 0 | 0 | 0 | 0 | 112.5 | 0 | 0 | 0 | 0
2057 | 19.94 | 10.18 | 10.18 | -2.22 | 1.02 | 24 | 1 | 20 | 6 | 0 | 0 | 0 | 0 | 0 | 0 | 0 | 0 | 0 | 0 | 20 | 0 | 0 | 0 | 0
2057 | 0 | 0 | 10.18 | -2.22 | 1.02 | 24 | 0 | 20 | 6 | 0 | 0 | 0 | 0 | 0 | 0 | 0 | 0 | 0 | 0 | 20 | 0 | 0 | 0 | 0
2057 | 0 | 0 | 20.36 | -4.44 | 1.02 | 48 | 0 | 40 | 12 | 0 | 0 | 0 | 0 | 0 | 0 | 0 | 0 | 0 | 0 | 40 | 0 | 0 | 0 | 0
2057 | 50.7 | 0.48 | 14.4 | -9.73 | 1 | 81.12 | 1 | 50.7 | 50.7 | 0 | 0 | 0 | 0 | 0 | 0 | 0 | 0 | 0 | 0 | 67.6 | 0 | 0 | 0 | 0
2019 | 0 | 0 | 2.13 | -1.44 | 1 | 12 | 0 | 10 | 3 | 0 | 0 | 0 | 0 | 0 | 0 | 0 | 0 | 0 | 0 | 10 | 0 | 0 | 0 | 0
2019 | 0 | 0 | 16.93 | -11.45 | 1 | 95.4 | 0 | 79.5 | 23.85 | 0 | 0 | 0 | 0 | 0 | 0 | 0 | 0 | 0 | 0 | 79.5 | 0 | 0 | 0 | 0
2019 | 7.5 | -0.05 | 2.13 | -1.44 | 1.02 | 12 | 1 | 7.5 | 7.5 | 0 | 0 | 0 | 0 | 0 | 0 | 0 | 0 | 0 | 0 | 10 | 0 | 0 | 0 | 0
2019 | 112.5 | 0.58 | 31.95 | -21.6 | 1.02 | 180 | 1 | 112.5 | 112.5 | 0 | 0 | 0 | 0 | 0 | 0 | 0 | 0 | 0 | 0 | 150 | 0 | 0 | 0 | 0
2103 | 0 | 0 | 136.28 | -29.72 | 1 | 321.28 | 0 | 267.73 | 80.32 | 0 | 0 | 0 | 0 | 0 | 0 | 0 | 0 | 0 | 0 | 267.73 | 0 | 0 | 0 | 0
2103 | 0 | 0 | 136.28 | -29.72 | 1 | 321.28 | 0 | 267.73 | 80.32 | 0 | 0 | 0 | 0 | 0 | 0 | 0 | 0 | 0 | 0 | 267.73 | 0 | 0 | 0 | 0
2103 | 0 | 0 | 136.28 | -29.72 | 1 | 321.28 | 0 | 267.73 | 80.32 | 0 | 0 | 0 | 0 | 0 | 0 | 0 | 0 | 0 | 0 | 267.73 | 0 | 0 | 0 | 0
2115 | 184.2 | -20.5 | 94.02 | -20.5 | 1 | 221.66 | 1 | 184.72 | 55.41 | 0 | 0 | 0 | 0 | 0 | 0 | 0 | 0 | 0 | 0 | 184.72 | 0 | 0 | 0 | 0
8129 | 184.2 | -20.5 | 94.02 | -20.5 | 1 | 221.66 | 1 | 184.72 | 55.41 | 0 | 0 | 0 | 0 | 0 | 0 | 0 | 0 | 0 | 0 | 184.72 | 0 | 0 | 0 | 0
8129 | 184.2 | -20.5 | 94.02 | -20.5 | 1 | 221.66 | 1 | 184.72 | 55.41 | 0 | 0 | 0 | 0 | 0 | 0 | 0 | 0 | 0 | 0 | 184.72 | 0 | 0 | 0 | 0
8129 | 184.2 | -20.5 | 94.02 | -20.5 | 1 | 221.66 | 1 | 184.72 | 55.41 | 0 | 0 | 0 | 0 | 0 | 0 | 0 | 0 | 0 | 0 | 184.72 | 0 | 0 | 0 | 0
8129 | 184.2 | -20.5 | 94.02 | -20.5 | 1 | 221.66 | 1 | 184.72 | 55.41 | 0 | 0 | 0 | 0 | 0 | 0 | 0 | 0 | 0 | 0 | 184.72 | 0 | 0 | 0 | 0
8129 | 184.2 | -2.92 | 94.02 | -20.5 | 1.01 | 221.66 | 1 | 184.72 | 55.41 | 0 | 0 | 0 | 0 | 0 | 0 | 0 | 0 | 0 | 0 | 184.72 | 0 | 0 | 0 | 0
2019 | 136.28 | -26.16 | 38.7 | -26.16 | 1 | 218.04 | 1 | 136.28 | 136.28 | 0 | 0 | 0 | 0 | 0 | 0 | 0 | 0 | 0 | 0 | 181.7 | 0 | 0 | 0 | 0
2019 | 216.45 | -0.02 | 61.47 | -41.56 | 1.04 | 346.32 | 1 | 216.45 | 216.45 | 0 | 0 | 0 | 0 | 0 | 0 | 0 | 0 | 0 | 0 | 288.6 | 0 | 0 | 0 | 0
3006 | 28.13 | -5.4 | 7.99 | -5.4 | 1 | 45 | 1 | 28.13 | 28.13 | 0 | 0 | 0 | 0 | 0 | 0 | 0 | 0 | 0 | 0 | 37.5 | 0 | 0 | 0 | 0
3006 | 127.13 | 3.68 | 36.1 | -24.41 | 1.01 | 203.4 | 1 | 127.13 | 127.13 | 0 | 0 | 0 | 0 | 0 | 0 | 0 | 0 | 0 | 0 | 169.5 | 0 | 0 | 0 | 0
3051 | 112.5 | 12.59 | 31.95 | -21.6 | 1.03 | 180 | 1 | 112.5 | 112.5 | 0 | 0 | 0 | 0 | 0 | 0 | 0 | 0 | 0 | 0 | 150 | 0 | 0 | 0 | 0
3048 | 150 | 42.6 | 42.6 | -28.8 | 1.04 | 240 | 1 | 150 | 150 | 0 | 0 | 0 | 0 | 0 | 0 | 0 | 0 | 0 | 0 | 200 | 0 | 0 | 0 | 0
3048 | 97.87 | 18.15 | 27.8 | -18.79 | 1.03 | 156.6 | 1 | 97.87 | 97.87 | 0 | 0 | 0 | 0 | 0 | 0 | 0 | 0 | 0 | 0 | 130.5 | 0 | 0 | 0 | 0
3048 | 156.75 | 44.52 | 44.52 | -30.1 | 1.04 | 250.8 | 1 | 156.75 | 156.75 | 0 | 0 | 0 | 0 | 0 | 0 | 0 | 0 | 0 | 0 | 209 | 0 | 0 | 0 | 0
3048 | 0 | 0 | 0.66 | -0.14 | 1.04 | 1.56 | 0 | 1.3 | 0.39 | 0 | 0 | 0 | 0 | 0 | 0 | 0 | 0 | 0 | 0 | 1.3 | 0 | 0 | 0 | 0
3048 | 0 | 0 | 45.5 | -9.92 | 1.04 | 107.28 | 0 | 89.4 | 26.82 | 0 | 0 | 0 | 0 | 0 | 0 | 0 | 0 | 0 | 0 | 89.4 | 0 | 0 | 0 | 0
3045 | 0 | 0 | 227.52 | -49.62 | 1.04 | 536.4 | 0 | 447 | 134.1 | 0 | 0 | 0 | 0 | 0 | 0 | 0 | 0 | 0 | 0 | 447 | 0 | 0 | 0 | 0
3048 | 180.75 | 51.33 | 51.33 | -34.7 | 1.04 | 289.2 | 1 | 180.75 | 180.75 | 0 | 0 | 0 | 0 | 0 | 0 | 0 | 0 | 0 | 0 | 241 | 0 | 0 | 0 | 0
3055 | 183.88 | 50.05 | 52.22 | -35.3 | 1.04 | 294.2 | 1 | 183.88 | 183.88 | 0 | 0 | 0 | 0 | 0 | 0 | 0 | 0 | 0 | 0 | 245.17 | 0 | 0 | 0 | 0
3055 | 183.88 | 31.71 | 52.22 | -35.3 | 1.04 | 294.2 | 1 | 183.88 | 183.88 | 0 | 0 | 0 | 0 | 0 | 0 | 0 | 0 | 0 | 0 | 245.17 | 0 | 0 | 0 | 0
3055 | 183.88 | 30.31 | 52.22 | -35.3 | 1.04 | 294.2 | 1 | 183.88 | 183.88 | 0 | 0 | 0 | 0 | 0 | 0 | 0 | 0 | 0 | 0 | 245.17 | 0 | 0 | 0 | 0
3060 | 124.22 | 16.04 | 35.28 | -23.85 | 1.04 | 198.75 | 1 | 124.22 | 124.22 | 0 | 0 | 0 | 0 | 0 | 0 | 0 | 0 | 0 | 0 | 165.63 | 0 | 0 | 0 | 0
3048 | 124.22 | 17.93 | 35.28 | -23.85 | 1.04 | 198.75 | 1 | 124.22 | 124.22 | 0 | 0 | 0 | 0 | 0 | 0 | 0 | 0 | 0 | 0 | 165.63 | 0 | 0 | 0 | 0
3048 | 124.22 | 27.34 | 35.28 | -23.85 | 1.04 | 198.75 | 1 | 124.22 | 124.22 | 0 | 0 | 0 | 0 | 0 | 0 | 0 | 0 | 0 | 0 | 165.63 | 0 | 0 | 0 | 0
3048 | 124.22 | 20.41 | 35.28 | -23.85 | 1.04 | 198.75 | 1 | 124.22 | 124.22 | 0 | 0 | 0 | 0 | 0 | 0 | 0 | 0 | 0 | 0 | 165.63 | 0 | 0 | 0 | 0
3006 | 60.37 | -8.38 | 17.15 | -11.59 | 1 | 96.6 | 1 | 60.37 | 60.37 | 0 | 0 | 0 | 0 | 0 | 0 | 0 | 0 | 0 | 0 | 80.5 | 0 | 0 | 0 | 0
3006 | 112.5 | 30.84 | 31.95 | -21.6 | 1.04 | 180 | 1 | 112.5 | 112.5 | 0 | 0 | 0 | 0 | 0 | 0 | 0 | 0 | 0 | 0 | 150 | 0 | 0 | 0 | 0
3006 | 127.65 | -24.51 | 36.25 | -24.51 | 1 | 204.24 | 1 | 127.65 | 127.65 | 0 | 0 | 0 | 0 | 0 | 0 | 0 | 0 | 0 | 0 | 170.2 | 0 | 0 | 0 | 0
4002 | 74.85 | -1.88 | 21.26 | -14.37 | 1 | 119.76 | 1 | 74.85 | 74.85 | 0 | 0 | 0 | 0 | 0 | 0 | 0 | 0 | 0 | 0 | 99.8 | 0 | 0 | 0 | 0
3048 | 186.75 | 40.91 | 53.04 | -35.86 | 1.04 | 298.8 | 1 | 186.75 | 186.75 | 0 | 0 | 0 | 0 | 0 | 0 | 0 | 0 | 0 | 0 | 249 | 0 | 0 | 0 | 0
3048 | 174.37 | -5.29 | 49.52 | -33.48 | 1 | 279 | 1 | 174.37 | 174.37 | 0 | 0 | 0 | 0 | 0 | 0 | 0 | 0 | 0 | 0 | 232.5 | 0 | 0 | 0 | 0
3006 | 56.25 | -0.11 | 15.97 | -10.8 | 1 | 90 | 1 | 56.25 | 56.25 | 0 | 0 | 0 | 0 | 0 | 0 | 0 | 0 | 0 | 0 | 75 | 0 | 0 | 0 | 0
3006 | 0 | 0 | 15.97 | -10.8 | 1 | 90 | 0 | 75 | 22.5 | 0 | 0 | 0 | 0 | 0 | 0 | 0 | 0 | 0 | 0 | 75 | 0 | 0 | 0 | 0
3048 | 150 | 30.83 | 42.6 | -28.8 | 1.04 | 240 | 1 | 150 | 150 | 0 | 0 | 0 | 0 | 0 | 0 | 0 | 0 | 0 | 0 | 200 | 0 | 0 | 0 | 0
3006 | 90.45 | 21.16 | 25.69 | -17.37 | 1.04 | 144.72 | 1 | 90.45 | 90.45 | 0 | 0 | 0 | 0 | 0 | 0 | 0 | 0 | 0 | 0 | 120.6 | 0 | 0 | 0 | 0
3048 | 120 | 21.82 | 34.08 | -23.04 | 1.04 | 192 | 1 | 120 | 120 | 0 | 0 | 0 | 0 | 0 | 0 | 0 | 0 | 0 | 0 | 160 | 0 | 0 | 0 | 0
6349 | 44.5 | -0.74 | 17.07 | -0.74 | 1 | 18 | 1 | 44.5 | 44.5 | 0 | 0 | 0 | 0 | 0 | 0 | 0 | 0 | 0 | 0 | 15 | 0 | 0 | 0 | 0
6349 | 53.02 | -2.57 | 62.48 | -2.69 | 1 | 65.88 | 1 | 53.02 | 53.02 | 0 | 0 | 0 | 0 | 0 | 0 | 0 | 0 | 0 | 0 | 54.9 | 0 | 0 | 0 | 0
3048 | 63 | 13.69 | 17.89 | -12.1 | 1.04 | 100.8 | 1 | 63 | 63 | 0 | 0 | 0 | 0 | 0 | 0 | 0 | 0 | 0 | 0 | 84 | 0 | 0 | 0 | 0
1001 | 56.1 | -1.51 | 15.93 | -10.77 | 1 | 89.76 | 1 | 56.1 | 56.1 | 0 | 0 | 0 | 0 | 0 | 0 | 0 | 0 | 0 | 0 | 74.8 | 0 | 0 | 0 | 0
1001 | 56.1 | -0.82 | 15.93 | -10.77 | 1 | 89.76 | 1 | 56.1 | 56.1 | 0 | 0 | 0 | 0 | 0 | 0 | 0 | 0 | 0 | 0 | 74.8 | 0 | 0 | 0 | 0
3048 | 47.25 | -3.77 | 13.42 | -9.07 | 1 | 75.6 | 1 | 47.25 | 47.25 | 0 | 0 | 0 | 0 | 0 | 0 | 0 | 0 | 0 | 0 | 63 | 0 | 0 | 0 | 0
3048 | 90 | -6.63 | 25.56 | -17.28 | 1 | 144 | 1 | 90 | 90 | 0 | 0 | 0 | 0 | 0 | 0 | 0 | 0 | 0 | 0 | 120 | 0 | 0 | 0 | 0
4002 | 29.7 | 0 | 0 | 0 | 1 | 47.52 | 1 | 29.7 | 29.7 | 0 | 0 | 0 | 0 | 0 | 0 | 0 | 0 | 0 | 0 | 39.6 | 0 | 0 | 0 | 0
3048 | 147.75 | -8.91 | 41.96 | -28.37 | 1 | 236.4 | 1 | 147.75 | 147.75 | 0 | 0 | 0 | 0 | 0 | 0 | 0 | 0 | 0 | 0 | 197 | 0 | 0 | 0 | 0
3006 | 101.25 | -19.44 | 28.76 | -19.44 | 1 | 162 | 1 | 101.25 | 101.25 | 0 | 0 | 0 | 0 | 0 | 0 | 0 | 0 | 0 | 0 | 135 | 0 | 0 | 0 | 0
3048 | 94.88 | -18.22 | 26.94 | -18.22 | 1 | 151.8 | 1 | 94.88 | 94.88 | 0 | 0 | 0 | 0 | 0 | 0 | 0 | 0 | 0 | 0 | 126.5 | 0 | 0 | 0 | 0
3006 | 85.5 | 24.28 | 24.28 | -16.42 | 1.02 | 136.8 | 1 | 85.5 | 85.5 | 0 | 0 | 0 | 0 | 0 | 0 | 0 | 0 | 0 | 0 | 114 | 0 | 0 | 0 | 0
3048 | 0 | 0 | 26.11 | -5.69 | 1.04 | 61.56 | 0 | 51.3 | 15.39 | 0 | 0 | 0 | 0 | 0 | 0 | 0 | 0 | 0 | 0 | 51.3 | 0 | 0 | 0 | 0
3048 | 0 | 0 | 26.11 | -5.69 | 1.04 | 61.56 | 0 | 51.3 | 15.39 | 0 | 0 | 0 | 0 | 0 | 0 | 0 | 0 | 0 | 0 | 51.3 | 0 | 0 | 0 | 0
3048 | 0 | 0 | 26.11 | -5.69 | 1.04 | 61.56 | 0 | 51.3 | 15.39 | 0 | 0 | 0 | 0 | 0 | 0 | 0 | 0 | 0 | 0 | 51.3 | 0 | 0 | 0 | 0
3006 | 75.9 | 21.56 | 21.56 | -14.57 | 1.03 | 121.44 | 1 | 75.9 | 75.9 | 0 | 0 | 0 | 0 | 0 | 0 | 0 | 0 | 0 | 0 | 101.2 | 0 | 0 | 0 | 0
3006 | 68.62 | -13.18 | 19.49 | -13.18 | 1 | 109.8 | 1 | 68.62 | 68.62 | 0 | 0 | 0 | 0 | 0 | 0 | 0 | 0 | 0 | 0 | 91.5 | 0 | 0 | 0 | 0
4010 | 151.2 | 20.85 | 42.94 | -29.03 | 1.03 | 241.92 | 1 | 151.2 | 151.2 | 0 | 0 | 0 | 0 | 0 | 0 | 0 | 0 | 0 | 0 | 201.6 | 0 | 0 | 0 | 0
4030 | 408.86 | 57.46 | 191.06 | -50.02 | 1.03 | 492 | 1 | 410 | 123 | 0 | 0 | 0 | 0 | 0 | 0 | 0 | 0 | 0 | 0 | 410 | 0 | 0 | 0 | 0
4030 | 460.56 | -23.08 | 290.04 | -75.93 | 1.01 | 746.88 | 1 | 622.4 | 186.72 | 0 | 0 | 0 | 0 | 0 | 0 | 0 | 0 | 0 | 0 | 622.4 | 0 | 0 | 0 | 0
4147 | 93.4 | 8.96 | 35.86 | -1.54 | 1.02 | 37.8 | 1 | 93.4 | 93.4 | 0 | 0 | 0 | 0 | 0 | 0 | 0 | 0 | 0 | 0 | 31.5 | 0 | 0 | 0 | 0
4147 | 28.5 | 2.93 | 10.94 | -0.47 | 1.02 | 11.52 | 1 | 28.5 | 28.5 | 0 | 0 | 0 | 0 | 0 | 0 | 0 | 0 | 0 | 0 | 9.6 | 0 | 0 | 0 | 0
4147 | 27.48 | 6.02 | 75.1 | -3.23 | 1.02 | 79.2 | 1 | 27.48 | 27.48 | 0 | 0 | 0 | 0 | 0 | 0 | 0 | 0 | 0 | 0 | 66 | 0 | 0 | 0 | 0
4067 | 150 | -14.05 | 42.6 | -28.8 | 1 | 240 | 1 | 150 | 150 | 0 | 0 | 0 | 0 | 0 | 0 | 0 | 0 | 0 | 0 | 200 | 0 | 0 | 0 | 0
4017 | 44.08 | 22.5 | 22.5 | -4.91 | 1.04 | 53.04 | 1 | 44.2 | 13.26 | 0 | 0 | 0 | 0 | 0 | 0 | 0 | 0 | 0 | 0 | 44.2 | 0 | 0 | 0 | 0
4061 | 99.6 | 18.55 | 73.3 | -15.98 | 1.03 | 172.8 | 1 | 144 | 43.2 | 0 | 0 | 0 | 0 | 0 | 0 | 0 | 0 | 0 | 0 | 144 | 0 | 0 | 0 | 0
4061 | 84.08 | 19.72 | 73.3 | -15.98 | 1.03 | 172.8 | 1 | 144 | 43.2 | 0 | 0 | 0 | 0 | 0 | 0 | 0 | 0 | 0 | 0 | 144 | 0 | 0 | 0 | 0
4061 | 124.4 | 15.6 | 73.3 | -15.98 | 1.03 | 172.8 | 1 | 144 | 43.2 | 0 | 0 | 0 | 0 | 0 | 0 | 0 | 0 | 0 | 0 | 144 | 0 | 0 | 0 | 0
4061 | 148.87 | 20.61 | 87.72 | -19.13 | 1.03 | 206.8 | 1 | 172.33 | 51.7 | 0 | 0 | 0 | 0 | 0 | 0 | 0 | 0 | 0 | 0 | 172.33 | 0 | 0 | 0 | 0
4061 | 171.85 | 17.91 | 87.72 | -19.13 | 1.03 | 206.8 | 1 | 172.33 | 51.7 | 0 | 0 | 0 | 0 | 0 | 0 | 0 | 0 | 0 | 0 | 172.33 | 0 | 0 | 0 | 0
4061 | 124.75 | 20.79 | 87.72 | -19.13 | 1.03 | 206.8 | 1 | 172.33 | 51.7 | 0 | 0 | 0 | 0 | 0 | 0 | 0 | 0 | 0 | 0 | 172.33 | 0 | 0 | 0 | 0
4017 | 46.87 | 14.18 | 23.92 | -5.22 | 1.02 | 56.4 | 1 | 47 | 14.1 | 0 | 0 | 0 | 0 | 0 | 0 | 0 | 0 | 0 | 0 | 47 | 0 | 0 | 0 | 0
4040 | 0 | 0 | 89.75 | -19.57 | 1.03 | 211.6 | 0 | 176.33 | 52.9 | 0 | 0 | 0 | 0 | 0 | 0 | 0 | 0 | 0 | 0 | 176.33 | 0 | 0 | 0 | 0
4040 | 175.84 | 36.05 | 89.75 | -19.57 | 1.03 | 211.6 | 1 | 176.33 | 52.9 | 0 | 0 | 0 | 0 | 0 | 0 | 0 | 0 | 0 | 0 | 176.33 | 0 | 0 | 0 | 0
4040 | 97.06 | 28.93 | 89.75 | -19.57 | 1.03 | 211.6 | 1 | 176.33 | 52.9 | 0 | 0 | 0 | 0 | 0 | 0 | 0 | 0 | 0 | 0 | 176.33 | 0 | 0 | 0 | 0
4085 | 242.72 | 32.28 | 123.89 | -27.02 | 1.04 | 292.08 | 1 | 243.4 | 73.02 | 0 | 0 | 0 | 0 | 0 | 0 | 0 | 0 | 0 | 0 | 243.4 | 0 | 0 | 0 | 0
4085 | 242.72 | 33.27 | 123.89 | -27.02 | 1.04 | 292.08 | 1 | 243.4 | 73.02 | 0 | 0 | 0 | 0 | 0 | 0 | 0 | 0 | 0 | 0 | 243.4 | 0 | 0 | 0 | 0
4085 | 242.72 | 51.43 | 123.89 | -27.02 | 1.04 | 292.08 | 1 | 243.4 | 73.02 | 0 | 0 | 0 | 0 | 0 | 0 | 0 | 0 | 0 | 0 | 243.4 | 0 | 0 | 0 | 0
4085 | 168.05 | 54.88 | 179.17 | -39.07 | 1.04 | 422.4 | 1 | 352 | 105.6 | 0 | 0 | 0 | 0 | 0 | 0 | 0 | 0 | 0 | 0 | 352 | 0 | 0 | 0 | 0
4067 | 0 | 0 | 0.65 | -0.17 | 1.01 | 1.68 | 0 | 1.4 | 0.42 | 0 | 0 | 0 | 0 | 0 | 0 | 0 | 0 | 0 | 0 | 1.4 | 0 | 0 | 0 | 0
4067 | 23.43 | 3.95 | 10.95 | -2.87 | 1.01 | 28.2 | 1 | 23.5 | 7.05 | 0 | 0 | 0 | 0 | 0 | 0 | 0 | 0 | 0 | 0 | 23.5 | 0 | 0 | 0 | 0
4067 | 0 | 0 | 3.54 | -0.93 | 1.01 | 9.12 | 0 | 7.6 | 2.28 | 0 | 0 | 0 | 0 | 0 | 0 | 0 | 0 | 0 | 0 | 7.6 | 0 | 0 | 0 | 0
4067 | 27.92 | 2.53 | 13.05 | -3.42 | 1.01 | 33.6 | 1 | 28 | 8.4 | 0 | 0 | 0 | 0 | 0 | 0 | 0 | 0 | 0 | 0 | 28 | 0 | 0 | 0 | 0
4067 | 27.92 | 8.12 | 13.05 | -3.42 | 1.01 | 33.6 | 1 | 28 | 8.4 | 0 | 0 | 0 | 0 | 0 | 0 | 0 | 0 | 0 | 0 | 28 | 0 | 0 | 0 | 0
4067 | 27.92 | 3.75 | 13.05 | -3.42 | 1.01 | 33.6 | 1 | 28 | 8.4 | 0 | 0 | 0 | 0 | 0 | 0 | 0 | 0 | 0 | 0 | 28 | 0 | 0 | 0 | 0
4067 | 0 | 0 | 13.05 | -3.42 | 1.01 | 33.6 | 0 | 28 | 8.4 | 0 | 0 | 0 | 0 | 0 | 0 | 0 | 0 | 0 | 0 | 28 | 0 | 0 | 0 | 0
4067 | 27.92 | 3.29 | 13.05 | -3.42 | 1.01 | 33.6 | 1 | 28 | 8.4 | 0 | 0 | 0 | 0 | 0 | 0 | 0 | 0 | 0 | 0 | 28 | 0 | 0 | 0 | 0
4067 | 0 | 0 | 13.05 | -3.42 | 1.01 | 33.6 | 0 | 28 | 8.4 | 0 | 0 | 0 | 0 | 0 | 0 | 0 | 0 | 0 | 0 | 28 | 0 | 0 | 0 | 0
4017 | 135 | 26.12 | 38.34 | -25.92 | 1.01 | 216 | 1 | 135 | 135 | 0 | 0 | 0 | 0 | 0 | 0 | 0 | 0 | 0 | 0 | 180 | 0 | 0 | 0 | 0
4190 | 131.43 | 37.25 | 67.09 | -14.63 | 1.04 | 158.16 | 1 | 131.8 | 39.54 | 0 | 0 | 0 | 0 | 0 | 0 | 0 | 0 | 0 | 0 | 131.8 | 0 | 0 | 0 | 0
4190 | 123.76 | 34.12 | 67.09 | -14.63 | 1.04 | 158.16 | 1 | 131.8 | 39.54 | 0 | 0 | 0 | 0 | 0 | 0 | 0 | 0 | 0 | 0 | 131.8 | 0 | 0 | 0 | 0
4015 | 0 | 0 | 17.1 | -3.73 | 1 | 40.32 | 0 | 33.6 | 10.08 | 0 | 0 | 0 | 0 | 0 | 0 | 0 | 0 | 0 | 0 | 33.6 | 0 | 0 | 0 | 0
4015 | 10.21 | -3.73 | 17.1 | -3.73 | 1 | 40.32 | 1 | 33.6 | 10.08 | 0 | 0 | 0 | 0 | 0 | 0 | 0 | 0 | 0 | 0 | 33.6 | 0 | 0 | 0 | 0
4015 | 10.21 | -3.73 | 17.1 | -3.73 | 1 | 40.32 | 1 | 33.6 | 10.08 | 0 | 0 | 0 | 0 | 0 | 0 | 0 | 0 | 0 | 0 | 33.6 | 0 | 0 | 0 | 0
4015 | 10.21 | -3.73 | 17.1 | -3.73 | 1 | 40.32 | 1 | 33.6 | 10.08 | 0 | 0 | 0 | 0 | 0 | 0 | 0 | 0 | 0 | 0 | 33.6 | 0 | 0 | 0 | 0
4015 | 0 | 0 | 34.2 | -7.46 | 1 | 80.64 | 0 | 67.2 | 20.16 | 0 | 0 | 0 | 0 | 0 | 0 | 0 | 0 | 0 | 0 | 67.2 | 0 | 0 | 0 | 0
4015 | 0 | 0 | 33.59 | -7.33 | 1 | 79.2 | 0 | 66 | 19.8 | 0 | 0 | 0 | 0 | 0 | 0 | 0 | 0 | 0 | 0 | 66 | 0 | 0 | 0 | 0
4040 | 141 | 40.04 | 40.04 | -27.07 | 1.04 | 225.6 | 1 | 141 | 141 | 0 | 0 | 0 | 0 | 0 | 0 | 0 | 0 | 0 | 0 | 188 | 0 | 0 | 0 | 0
4040 | 212.4 | 60.32 | 60.32 | -40.78 | 1.04 | 339.84 | 1 | 212.4 | 212.4 | 0 | 0 | 0 | 0 | 0 | 0 | 0 | 0 | 0 | 0 | 283.2 | 0 | 0 | 0 | 0
4017 | 197.22 | 68.62 | 100.66 | -21.95 | 1.03 | 237.32 | 1 | 197.77 | 59.33 | 0 | 0 | 0 | 0 | 0 | 0 | 0 | 0 | 0 | 0 | 197.77 | 0 | 0 | 0 | 0
4061 | 87.79 | 28.72 | 100.66 | -21.95 | 1.03 | 237.32 | 1 | 197.77 | 59.33 | 0 | 0 | 0 | 0 | 0 | 0 | 0 | 0 | 0 | 0 | 197.77 | 0 | 0 | 0 | 0
4061 | 112.46 | 27.68 | 100.66 | -21.95 | 1.03 | 237.32 | 1 | 197.77 | 59.33 | 0 | 0 | 0 | 0 | 0 | 0 | 0 | 0 | 0 | 0 | 197.77 | 0 | 0 | 0 | 0
4017 | 0 | 0 | 4.58 | -1 | 1.03 | 10.8 | 0 | 9 | 2.7 | 0 | 0 | 0 | 0 | 0 | 0 | 0 | 0 | 0 | 0 | 9 | 0 | 0 | 0 | 0
4010 | 150.75 | -28.94 | 42.81 | -28.94 | 1 | 241.2 | 1 | 150.75 | 150.75 | 0 | 0 | 0 | 0 | 0 | 0 | 0 | 0 | 0 | 0 | 201 | 0 | 0 | 0 | 0
4190 | 112.5 | 8.16 | 31.95 | -21.6 | 1.04 | 180 | 1 | 112.5 | 112.5 | 0 | 0 | 0 | 0 | 0 | 0 | 0 | 0 | 0 | 0 | 150 | 0 | 0 | 0 | 0
4061 | 150.07 | 42.62 | 42.62 | -28.81 | 1.04 | 240.12 | 1 | 150.07 | 150.07 | 0 | 0 | 0 | 0 | 0 | 0 | 0 | 0 | 0 | 0 | 200.1 | 0 | 0 | 0 | 0
4193 | 152.25 | 43.24 | 43.24 | -29.23 | 1.03 | 243.6 | 1 | 152.25 | 152.25 | 0 | 0 | 0 | 0 | 0 | 0 | 0 | 0 | 0 | 0 | 203 | 0 | 0 | 0 | 0
4193 | 74.79 | 21.27 | 38.17 | -8.33 | 1.02 | 90 | 1 | 75 | 22.5 | 0 | 0 | 0 | 0 | 0 | 0 | 0 | 0 | 0 | 0 | 75 | 0 | 0 | 0 | 0
4193 | 183.26 | 21.27 | 93.54 | -20.4 | 1.02 | 220.52 | 1 | 183.77 | 55.13 | 0 | 0 | 0 | 0 | 0 | 0 | 0 | 0 | 0 | 0 | 183.77 | 0 | 0 | 0 | 0
4193 | 0 | 0 | 12.22 | -2.66 | 1.02 | 28.8 | 0 | 24 | 7.2 | 0 | 0 | 0 | 0 | 0 | 0 | 0 | 0 | 0 | 0 | 24 | 0 | 0 | 0 | 0
4193 | 60.83 | 21.27 | 31.05 | -6.77 | 1.02 | 73.2 | 1 | 61 | 18.3 | 0 | 0 | 0 | 0 | 0 | 0 | 0 | 0 | 0 | 0 | 61 | 0 | 0 | 0 | 0
4193 | 10.37 | 5.29 | 5.29 | -1.15 | 1.02 | 12.48 | 1 | 10.4 | 3.12 | 0 | 0 | 0 | 0 | 0 | 0 | 0 | 0 | 0 | 0 | 10.4 | 0 | 0 | 0 | 0
4193 | 136.48 | 21.27 | 135.9 | -29.64 | 1.02 | 320.4 | 1 | 267 | 80.1 | 0 | 0 | 0 | 0 | 0 | 0 | 0 | 0 | 0 | 0 | 267 | 0 | 0 | 0 | 0
4193 | 155.9 | 21.27 | 135.9 | -29.64 | 1.02 | 320.4 | 1 | 267 | 80.1 | 0 | 0 | 0 | 0 | 0 | 0 | 0 | 0 | 0 | 0 | 267 | 0 | 0 | 0 | 0
4193 | 155.9 | 21.27 | 135.9 | -29.64 | 1.02 | 320.4 | 1 | 267 | 80.1 | 0 | 0 | 0 | 0 | 0 | 0 | 0 | 0 | 0 | 0 | 267 | 0 | 0 | 0 | 0
4193 | 183.26 | 21.27 | 93.54 | -20.4 | 1.02 | 220.52 | 1 | 183.77 | 55.13 | 0 | 0 | 0 | 0 | 0 | 0 | 0 | 0 | 0 | 0 | 183.77 | 0 | 0 | 0 | 0
4193 | 183.26 | 21.27 | 93.54 | -20.4 | 1.02 | 220.52 | 1 | 183.77 | 55.13 | 0 | 0 | 0 | 0 | 0 | 0 | 0 | 0 | 0 | 0 | 183.77 | 0 | 0 | 0 | 0
4067 | 151.2 | 42.94 | 42.94 | -29.03 | 1.02 | 241.92 | 1 | 151.2 | 151.2 | 0 | 0 | 0 | 0 | 0 | 0 | 0 | 0 | 0 | 0 | 201.6 | 0 | 0 | 0 | 0
4147 | 69 | -13.25 | 19.6 | -13.25 | 1 | 110.4 | 1 | 69 | 69 | 0 | 0 | 0 | 0 | 0 | 0 | 0 | 0 | 0 | 0 | 92 | 0 | 0 | 0 | 0
2057 | 90 | -11.79 | 25.56 | -17.28 | 1 | 144 | 1 | 90 | 90 | 0 | 0 | 0 | 0 | 0 | 0 | 0 | 0 | 0 | 0 | 120 | 0 | 0 | 0 | 0
5022 | 0 | 0 | 2.44 | -0.53 | 1.04 | 5.76 | 0 | 4.8 | 1.44 | 0 | 0 | 0 | 0 | 0 | 0 | 0 | 0 | 0 | 0 | 4.8 | 0 | 0 | 0 | 0
5385 | 0 | 0 | 2.14 | -0.47 | 1.02 | 5.04 | 0 | 4.2 | 1.26 | 0 | 0 | 0 | 0 | 0 | 0 | 0 | 0 | 0 | 0 | 4.2 | 0 | 0 | 0 | 0
5385 | 0 | 0 | 3.26 | -0.71 | 1.02 | 7.68 | 0 | 6.4 | 1.92 | 0 | 0 | 0 | 0 | 0 | 0 | 0 | 0 | 0 | 0 | 6.4 | 0 | 0 | 0 | 0
5037 | 93.74 | 76.29 | 157.01 | -34.24 | 1.02 | 370.16 | 1 | 308.47 | 92.54 | 0 | 0 | 0 | 0 | 0 | 0 | 0 | 0 | 0 | 0 | 308.47 | 0 | 0 | 0 | 0
5385 | 93.74 | 74.11 | 157.01 | -34.24 | 1.02 | 370.16 | 1 | 308.47 | 92.54 | 0 | 0 | 0 | 0 | 0 | 0 | 0 | 0 | 0 | 0 | 308.47 | 0 | 0 | 0 | 0
5385 | 93.74 | 157.01 | 157.01 | -34.24 | 1.02 | 370.16 | 1 | 308.47 | 92.54 | 0 | 0 | 0 | 0 | 0 | 0 | 0 | 0 | 0 | 0 | 308.47 | 0 | 0 | 0 | 0
5385 | 93.74 | 55.86 | 157.01 | -34.24 | 1.02 | 370.16 | 1 | 308.47 | 92.54 | 0 | 0 | 0 | 0 | 0 | 0 | 0 | 0 | 0 | 0 | 308.47 | 0 | 0 | 0 | 0
5385 | 93.74 | 80.68 | 157.01 | -34.24 | 1.02 | 370.16 | 1 | 308.47 | 92.54 | 0 | 0 | 0 | 0 | 0 | 0 | 0 | 0 | 0 | 0 | 308.47 | 0 | 0 | 0 | 0
5385 | 93.74 | 69.22 | 157.01 | -34.24 | 1.02 | 370.16 | 1 | 308.47 | 92.54 | 0 | 0 | 0 | 0 | 0 | 0 | 0 | 0 | 0 | 0 | 308.47 | 0 | 0 | 0 | 0
8129 | 84.46 | 43.11 | 43.11 | -9.4 | 1.02 | 101.64 | 1 | 84.7 | 25.41 | 0 | 0 | 0 | 0 | 0 | 0 | 0 | 0 | 0 | 0 | 84.7 | 0 | 0 | 0 | 0
5057 | 0 | 0 | 161.53 | -35.23 | 1 | 380.82 | 0 | 317.35 | 95.2 | 0 | 0 | 0 | 0 | 0 | 0 | 0 | 0 | 0 | 0 | 317.35 | 0 | 0 | 0 | 0
5057 | 251.16 | -12.74 | 161.53 | -35.23 | 1 | 380.82 | 1 | 317.35 | 95.2 | 0 | 0 | 0 | 0 | 0 | 0 | 0 | 0 | 0 | 0 | 317.35 | 0 | 0 | 0 | 0
5067 | 10.57 | 5.4 | 5.4 | -1.18 | 1.03 | 12.72 | 1 | 10.6 | 3.18 | 0 | 0 | 0 | 0 | 0 | 0 | 0 | 0 | 0 | 0 | 10.6 | 0 | 0 | 0 | 0
5067 | 0 | 0 | 0.92 | -0.2 | 1.03 | 2.16 | 0 | 1.8 | 0.54 | 0 | 0 | 0 | 0 | 0 | 0 | 0 | 0 | 0 | 0 | 1.8 | 0 | 0 | 0 | 0
5067 | 437.05 | 194.05 | 223.08 | -48.65 | 1.03 | 525.92 | 1 | 438.27 | 131.48 | 0 | 0 | 0 | 0 | 0 | 0 | 0 | 0 | 0 | 0 | 438.27 | 0 | 0 | 0 | 0
5067 | 437.05 | 183.38 | 223.08 | -48.65 | 1.03 | 525.92 | 1 | 438.27 | 131.48 | 0 | 0 | 0 | 0 | 0 | 0 | 0 | 0 | 0 | 0 | 438.27 | 0 | 0 | 0 | 0
5067 | 437.05 | 172.2 | 223.08 | -48.65 | 1.03 | 525.92 | 1 | 438.27 | 131.48 | 0 | 0 | 0 | 0 | 0 | 0 | 0 | 0 | 0 | 0 | 438.27 | 0 | 0 | 0 | 0
5444 | 0 | 0 | 47.57 | -2.05 | 1.01 | 50.16 | 0 | 123.9 | 0 | 0 | 0 | 0 | 0 | 0 | 0 | 0 | 0 | 0 | 0 | 41.8 | 0 | 0 | 0 | 0
5422 | 0 | 0 | 5.03 | -1.32 | 1.04 | 12.96 | 0 | 10.8 | 3.24 | 0 | 0 | 0 | 0 | 0 | 0 | 0 | 0 | 0 | 0 | 10.8 | 0 | 0 | 0 | 0
5422 | 0 | 0 | 2.66 | -0.7 | 1.04 | 6.84 | 0 | 5.7 | 1.71 | 0 | 0 | 0 | 0 | 0 | 0 | 0 | 0 | 0 | 0 | 5.7 | 0 | 0 | 0 | 0
5007 | 126.15 | 64.39 | 64.39 | -14.04 | 1.04 | 151.8 | 1 | 126.5 | 37.95 | 0 | 0 | 0 | 0 | 0 | 0 | 0 | 0 | 0 | 0 | 126.5 | 0 | 0 | 0 | 0
5007 | 1.6 | 0.81 | 0.81 | -0.18 | 1.04 | 1.92 | 1 | 1.6 | 0.48 | 0 | 0 | 0 | 0 | 0 | 0 | 0 | 0 | 0 | 0 | 1.6 | 0 | 0 | 0 | 0
5005 | 45 | -8.64 | 12.78 | -8.64 | 1 | 72 | 1 | 45 | 45 | 0 | 0 | 0 | 0 | 0 | 0 | 0 | 0 | 0 | 0 | 60 | 0 | 0 | 0 | 0
5057 | 112.5 | -21.6 | 31.95 | -21.6 | 1 | 180 | 1 | 112.5 | 112.5 | 0 | 0 | 0 | 0 | 0 | 0 | 0 | 0 | 0 | 0 | 150 | 0 | 0 | 0 | 0
5206 | 207.1 | 35.14 | 126.57 | -27.6 | 1.01 | 298.4 | 1 | 248.67 | 74.6 | 0 | 0 | 0 | 0 | 0 | 0 | 0 | 0 | 0 | 0 | 248.67 | 0 | 0 | 0 | 0
5206 | 180.01 | 63 | 126.57 | -27.6 | 1.01 | 298.4 | 1 | 248.67 | 74.6 | 0 | 0 | 0 | 0 | 0 | 0 | 0 | 0 | 0 | 0 | 248.67 | 0 | 0 | 0 | 0
5206 | 180.01 | 50.47 | 126.57 | -27.6 | 1.01 | 298.4 | 1 | 248.67 | 74.6 | 0 | 0 | 0 | 0 | 0 | 0 | 0 | 0 | 0 | 0 | 248.67 | 0 | 0 | 0 | 0
2057 | 168.75 | -32.4 | 47.93 | -32.4 | 1 | 270 | 1 | 168.75 | 168.75 | 0 | 0 | 0 | 0 | 0 | 0 | 0 | 0 | 0 | 0 | 225 | 0 | 0 | 0 | 0
3048 | 112.5 | -21.6 | 31.95 | -21.6 | 1 | 180 | 1 | 112.5 | 112.5 | 0 | 0 | 0 | 0 | 0 | 0 | 0 | 0 | 0 | 0 | 150 | 0 | 0 | 0 | 0
5262 | 1211.61 | 56.27 | 447.12 | -99.63 | 1.01 | 1458 | 1 | 1215 | 364.5 | 0 | 0 | 0 | 0 | 0 | 0 | 0 | 0 | 0 | 0 | 1215 | 0 | 0 | 0 | 0
5262 | 1023.98 | 51.46 | 447.12 | -99.63 | 1.01 | 1458 | 1 | 1215 | 364.5 | 0 | 0 | 0 | 0 | 0 | 0 | 0 | 0 | 0 | 0 | 1215 | 0 | 0 | 0 | 0
5281 | 266.98 | -29.72 | 136.28 | -29.72 | 1 | 321.28 | 1 | 267.73 | 80.32 | 0 | 0 | 0 | 0 | 0 | 0 | 0 | 0 | 0 | 0 | 267.73 | 0 | 0 | 0 | 0
5281 | 266.98 | -29.72 | 136.28 | -29.72 | 1 | 321.28 | 1 | 267.73 | 80.32 | 0 | 0 | 0 | 0 | 0 | 0 | 0 | 0 | 0 | 0 | 267.73 | 0 | 0 | 0 | 0
5281 | 0 | 0 | 136.28 | -29.72 | 1 | 321.28 | 0 | 267.73 | 80.32 | 0 | 0 | 0 | 0 | 0 | 0 | 0 | 0 | 0 | 0 | 267.73 | 0 | 0 | 0 | 0
5444 | 0 | 0 | 1.63 | -0.36 | 1.04 | 3.84 | 0 | 3.2 | 0.96 | 0 | 0 | 0 | 0 | 0 | 0 | 0 | 0 | 0 | 0 | 3.2 | 0 | 0 | 0 | 0
5444 | 114.68 | 58.53 | 58.53 | -12.76 | 1.04 | 138 | 1 | 115 | 34.5 | 0 | 0 | 0 | 0 | 0 | 0 | 0 | 0 | 0 | 0 | 115 | 0 | 0 | 0 | 0
5444 | 114.68 | 58.53 | 58.53 | -12.76 | 1.04 | 138 | 1 | 115 | 34.5 | 0 | 0 | 0 | 0 | 0 | 0 | 0 | 0 | 0 | 0 | 115 | 0 | 0 | 0 | 0
5444 | 114.68 | 58.53 | 58.53 | -12.76 | 1.04 | 138 | 1 | 115 | 34.5 | 0 | 0 | 0 | 0 | 0 | 0 | 0 | 0 | 0 | 0 | 115 | 0 | 0 | 0 | 0
5444 | 82.47 | 42.09 | 42.09 | -9.18 | 1.04 | 99.24 | 1 | 82.7 | 24.81 | 0 | 0 | 0 | 0 | 0 | 0 | 0 | 0 | 0 | 0 | 82.7 | 0 | 0 | 0 | 0
5302 | 462.46 | 175.61 | 236.05 | -51.48 | 1.04 | 556.5 | 1 | 463.75 | 139.13 | 0 | 0 | 0 | 0 | 0 | 0 | 0 | 0 | 0 | 0 | 463.75 | 0 | 0 | 0 | 0
5444 | 462.46 | 229.47 | 236.05 | -51.48 | 1.04 | 556.5 | 1 | 463.75 | 139.13 | 0 | 0 | 0 | 0 | 0 | 0 | 0 | 0 | 0 | 0 | 463.75 | 0 | 0 | 0 | 0
5319 | 79.86 | 9.76 | 133.77 | -29.17 | 1.01 | 315.36 | 1 | 262.8 | 78.84 | 0 | 0 | 0 | 0 | 0 | 0 | 0 | 0 | 0 | 0 | 262.8 | 0 | 0 | 0 | 0
5262 | 0 | 0 | 133.77 | -29.17 | 1.01 | 315.36 | 0 | 262.8 | 78.84 | 0 | 0 | 0 | 0 | 0 | 0 | 0 | 0 | 0 | 0 | 262.8 | 0 | 0 | 0 | 0
5262 | 79.86 | 10.07 | 133.77 | -29.17 | 1.01 | 315.36 | 1 | 262.8 | 78.84 | 0 | 0 | 0 | 0 | 0 | 0 | 0 | 0 | 0 | 0 | 262.8 | 0 | 0 | 0 | 0
5323 | 283.28 | 144.59 | 144.59 | -31.53 | 1.04 | 340.88 | 1 | 284.07 | 85.22 | 0 | 0 | 0 | 0 | 0 | 0 | 0 | 0 | 0 | 0 | 284.07 | 0 | 0 | 0 | 0
5323 | 283.28 | 144.59 | 144.59 | -31.53 | 1.04 | 340.88 | 1 | 284.07 | 85.22 | 0 | 0 | 0 | 0 | 0 | 0 | 0 | 0 | 0 | 0 | 284.07 | 0 | 0 | 0 | 0
5323 | 283.28 | 144.59 | 144.59 | -31.53 | 1.04 | 340.88 | 1 | 284.07 | 85.22 | 0 | 0 | 0 | 0 | 0 | 0 | 0 | 0 | 0 | 0 | 284.07 | 0 | 0 | 0 | 0
5307 | 8.4 | 3.2 | 3.2 | -0.14 | 1.04 | 3.36 | 1 | 8.4 | 8.4 | 0 | 0 | 0 | 0 | 0 | 0 | 0 | 0 | 0 | 0 | 2.8 | 0 | 0 | 0 | 0
5307 | 207.5 | 69.11 | 79.67 | -3.43 | 1.04 | 84 | 1 | 207.5 | 207.5 | 0 | 0 | 0 | 0 | 0 | 0 | 0 | 0 | 0 | 0 | 70 | 0 | 0 | 0 | 0
5360 | 1005.19 | -25.85 | 469.73 | -122.98 | 1.01 | 1209.6 | 1 | 1008 | 302.4 | 0 | 0 | 0 | 0 | 0 | 0 | 0 | 0 | 0 | 0 | 1008 | 0 | 0 | 0 | 0
5364 | 10.37 | -1.15 | 5.29 | -1.15 | 1 | 12.48 | 1 | 10.4 | 3.12 | 0 | 0 | 0 | 0 | 0 | 0 | 0 | 0 | 0 | 0 | 10.4 | 0 | 0 | 0 | 0
5364 | 212.73 | -22.03 | 108.59 | -23.68 | 1 | 256 | 1 | 213.33 | 64 | 0 | 0 | 0 | 0 | 0 | 0 | 0 | 0 | 0 | 0 | 213.33 | 0 | 0 | 0 | 0
5364 | 212.73 | -8.45 | 108.59 | -23.68 | 1 | 256 | 1 | 213.33 | 64 | 0 | 0 | 0 | 0 | 0 | 0 | 0 | 0 | 0 | 0 | 213.33 | 0 | 0 | 0 | 0
5364 | 212.73 | -7.41 | 108.59 | -23.68 | 1 | 256 | 1 | 213.33 | 64 | 0 | 0 | 0 | 0 | 0 | 0 | 0 | 0 | 0 | 0 | 213.33 | 0 | 0 | 0 | 0
5364 | 212.73 | -7.26 | 108.59 | -23.68 | 1 | 256 | 1 | 213.33 | 64 | 0 | 0 | 0 | 0 | 0 | 0 | 0 | 0 | 0 | 0 | 213.33 | 0 | 0 | 0 | 0
5364 | 212.73 | -13.71 | 108.59 | -23.68 | 1 | 256 | 1 | 213.33 | 64 | 0 | 0 | 0 | 0 | 0 | 0 | 0 | 0 | 0 | 0 | 213.33 | 0 | 0 | 0 | 0
5364 | 212.73 | -6.79 | 108.59 | -23.68 | 1 | 256 | 1 | 213.33 | 64 | 0 | 0 | 0 | 0 | 0 | 0 | 0 | 0 | 0 | 0 | 213.33 | 0 | 0 | 0 | 0
5385 | 63.51 | 106.38 | 106.38 | -23.2 | 1.04 | 250.8 | 1 | 209 | 62.7 | 0 | 0 | 0 | 0 | 0 | 0 | 0 | 0 | 0 | 0 | 209 | 0 | 0 | 0 | 0
5385 | 63.51 | 106.38 | 106.38 | -23.2 | 1.04 | 250.8 | 1 | 209 | 62.7 | 0 | 0 | 0 | 0 | 0 | 0 | 0 | 0 | 0 | 0 | 209 | 0 | 0 | 0 | 0
3048 | 124.2 | 35.27 | 35.27 | -23.85 | 1.04 | 198.72 | 1 | 124.2 | 124.2 | 0 | 0 | 0 | 0 | 0 | 0 | 0 | 0 | 0 | 0 | 165.6 | 0 | 0 | 0 | 0
5262 | 89.15 | 45.5 | 45.5 | -9.92 | 1.03 | 107.28 | 1 | 89.4 | 26.82 | 0 | 0 | 0 | 0 | 0 | 0 | 0 | 0 | 0 | 0 | 89.4 | 0 | 0 | 0 | 0
5262 | 77.23 | 45.5 | 45.5 | -9.92 | 1.03 | 107.28 | 1 | 89.4 | 26.82 | 0 | 0 | 0 | 0 | 0 | 0 | 0 | 0 | 0 | 0 | 89.4 | 0 | 0 | 0 | 0
5262 | 84.77 | 45.5 | 45.5 | -9.92 | 1.03 | 107.28 | 1 | 89.4 | 26.82 | 0 | 0 | 0 | 0 | 0 | 0 | 0 | 0 | 0 | 0 | 89.4 | 0 | 0 | 0 | 0
5262 | 89.15 | 45.5 | 45.5 | -9.92 | 1.03 | 107.28 | 1 | 89.4 | 26.82 | 0 | 0 | 0 | 0 | 0 | 0 | 0 | 0 | 0 | 0 | 89.4 | 0 | 0 | 0 | 0
5415 | 121.66 | -11.4 | 62.1 | -13.54 | 1 | 146.4 | 1 | 122 | 36.6 | 0 | 0 | 0 | 0 | 0 | 0 | 0 | 0 | 0 | 0 | 122 | 0 | 0 | 0 | 0
3048 | 121.66 | -10.89 | 62.1 | -13.54 | 1 | 146.4 | 1 | 122 | 36.6 | 0 | 0 | 0 | 0 | 0 | 0 | 0 | 0 | 0 | 0 | 122 | 0 | 0 | 0 | 0
3048 | 121.66 | -12.52 | 62.1 | -13.54 | 1 | 146.4 | 1 | 122 | 36.6 | 0 | 0 | 0 | 0 | 0 | 0 | 0 | 0 | 0 | 0 | 122 | 0 | 0 | 0 | 0
3048 | 118.47 | -13.19 | 60.47 | -13.19 | 1 | 142.56 | 1 | 118.8 | 35.64 | 0 | 0 | 0 | 0 | 0 | 0 | 0 | 0 | 0 | 0 | 118.8 | 0 | 0 | 0 | 0
3048 | 118.47 | -13.19 | 60.47 | -13.19 | 1 | 142.56 | 1 | 118.8 | 35.64 | 0 | 0 | 0 | 0 | 0 | 0 | 0 | 0 | 0 | 0 | 118.8 | 0 | 0 | 0 | 0
5422 | 12.37 | -1.38 | 6.31 | -1.38 | 1 | 14.88 | 1 | 12.4 | 3.72 | 0 | 0 | 0 | 0 | 0 | 0 | 0 | 0 | 0 | 0 | 12.4 | 0 | 0 | 0 | 0
5422 | 0 | 0 | 1.63 | -0.36 | 1 | 3.84 | 0 | 3.2 | 0.96 | 0 | 0 | 0 | 0 | 0 | 0 | 0 | 0 | 0 | 0 | 3.2 | 0 | 0 | 0 | 0
5444 | 0 | 0 | 147.1 | -32.08 | 1.01 | 346.8 | 0 | 289 | 86.7 | 0 | 0 | 0 | 0 | 0 | 0 | 0 | 0 | 0 | 0 | 289 | 0 | 0 | 0 | 0
5444 | 0 | 0 | 147.1 | -32.08 | 1.01 | 346.8 | 0 | 289 | 86.7 | 0 | 0 | 0 | 0 | 0 | 0 | 0 | 0 | 0 | 0 | 289 | 0 | 0 | 0 | 0
5444 | 0 | 0 | 147.1 | -32.08 | 1.01 | 346.8 | 0 | 289 | 86.7 | 0 | 0 | 0 | 0 | 0 | 0 | 0 | 0 | 0 | 0 | 289 | 0 | 0 | 0 | 0
5444 | 288.19 | 19.06 | 147.1 | -32.08 | 1.01 | 346.8 | 1 | 289 | 86.7 | 0 | 0 | 0 | 0 | 0 | 0 | 0 | 0 | 0 | 0 | 289 | 0 | 0 | 0 | 0
5444 | 288.19 | 19.06 | 147.1 | -32.08 | 1.01 | 346.8 | 1 | 289 | 86.7 | 0 | 0 | 0 | 0 | 0 | 0 | 0 | 0 | 0 | 0 | 289 | 0 | 0 | 0 | 0
5444 | 0 | 0 | 147.1 | -32.08 | 1.01 | 346.8 | 0 | 289 | 86.7 | 0 | 0 | 0 | 0 | 0 | 0 | 0 | 0 | 0 | 0 | 289 | 0 | 0 | 0 | 0
5444 | 140.91 | 19.06 | 71.92 | -15.68 | 1.01 | 169.56 | 1 | 141.3 | 42.39 | 0 | 0 | 0 | 0 | 0 | 0 | 0 | 0 | 0 | 0 | 141.3 | 0 | 0 | 0 | 0
5444 | 140.91 | 19.06 | 71.92 | -15.68 | 1.01 | 169.56 | 1 | 141.3 | 42.39 | 0 | 0 | 0 | 0 | 0 | 0 | 0 | 0 | 0 | 0 | 141.3 | 0 | 0 | 0 | 0
6349 | 212.41 | 77.37 | 108.42 | -23.64 | 1.04 | 255.6 | 1 | 213 | 63.9 | 0 | 0 | 0 | 0 | 0 | 0 | 0 | 0 | 0 | 0 | 213 | 0 | 0 | 0 | 0
6349 | 0 | 0 | 216.83 | -47.29 | 1.04 | 511.2 | 0 | 426 | 127.8 | 0 | 0 | 0 | 0 | 0 | 0 | 0 | 0 | 0 | 0 | 426 | 0 | 0 | 0 | 0
6349 | 197.78 | 67.78 | 100.95 | -22.01 | 1.04 | 238 | 1 | 198.33 | 59.5 | 0 | 0 | 0 | 0 | 0 | 0 | 0 | 0 | 0 | 0 | 198.33 | 0 | 0 | 0 | 0
6349 | 197.78 | 42.18 | 100.95 | -22.01 | 1.04 | 238 | 1 | 198.33 | 59.5 | 0 | 0 | 0 | 0 | 0 | 0 | 0 | 0 | 0 | 0 | 198.33 | 0 | 0 | 0 | 0
6349 | 197.78 | 57.22 | 100.95 | -22.01 | 1.04 | 238 | 1 | 198.33 | 59.5 | 0 | 0 | 0 | 0 | 0 | 0 | 0 | 0 | 0 | 0 | 198.33 | 0 | 0 | 0 | 0
6349 | 0 | 20.48 | 20.48 | -0.88 | 1.04 | 21.6 | 1 | 0 | 0 | 0 | 0 | 0 | 0 | 0 | 0 | 0 | 0 | 0 | 0 | 18 | 0 | 0 | 0 | 0
6349 | 0 | 54.26 | 122.91 | -5.29 | 1.04 | 129.6 | 1 | 0 | 0 | 0 | 0 | 0 | 0 | 0 | 0 | 0 | 0 | 0 | 0 | 108 | 0 | 0 | 0 | 0
6199 | 0 | 0 | 1.73 | -0.38 | 1.04 | 4.08 | 0 | 3.4 | 1.02 | 0 | 0 | 0 | 0 | 0 | 0 | 0 | 0 | 0 | 0 | 3.4 | 0 | 0 | 0 | 0
6199 | 0 | 0 | 4.89 | -1.07 | 1.04 | 11.52 | 0 | 9.6 | 2.88 | 0 | 0 | 0 | 0 | 0 | 0 | 0 | 0 | 0 | 0 | 9.6 | 0 | 0 | 0 | 0
6199 | 0 | 0 | 2.24 | -0.49 | 1.04 | 5.28 | 0 | 4.4 | 1.32 | 0 | 0 | 0 | 0 | 0 | 0 | 0 | 0 | 0 | 0 | 4.4 | 0 | 0 | 0 | 0
6199 | 57.24 | 29.22 | 29.22 | -6.37 | 1.04 | 68.88 | 1 | 57.4 | 17.22 | 0 | 0 | 0 | 0 | 0 | 0 | 0 | 0 | 0 | 0 | 57.4 | 0 | 0 | 0 | 0
6199 | 0 | 0 | 29.22 | -6.37 | 1.04 | 68.88 | 0 | 57.4 | 17.22 | 0 | 0 | 0 | 0 | 0 | 0 | 0 | 0 | 0 | 0 | 57.4 | 0 | 0 | 0 | 0
6199 | 57.24 | 29.22 | 29.22 | -6.37 | 1.04 | 68.88 | 1 | 57.4 | 17.22 | 0 | 0 | 0 | 0 | 0 | 0 | 0 | 0 | 0 | 0 | 57.4 | 0 | 0 | 0 | 0
6199 | 57.24 | 29.22 | 29.22 | -6.37 | 1.04 | 68.88 | 1 | 57.4 | 17.22 | 0 | 0 | 0 | 0 | 0 | 0 | 0 | 0 | 0 | 0 | 57.4 | 0 | 0 | 0 | 0
6069 | 123.82 | 49.23 | 92.32 | -20.13 | 1.03 | 217.64 | 1 | 181.37 | 54.41 | 0 | 0 | 0 | 0 | 0 | 0 | 0 | 0 | 0 | 0 | 181.37 | 0 | 0 | 0 | 0
6069 | 131.29 | 21.36 | 92.32 | -20.13 | 1.03 | 217.64 | 1 | 181.37 | 54.41 | 0 | 0 | 0 | 0 | 0 | 0 | 0 | 0 | 0 | 0 | 181.37 | 0 | 0 | 0 | 0
6069 | 105.9 | 62.98 | 92.32 | -20.13 | 1.03 | 217.64 | 1 | 181.37 | 54.41 | 0 | 0 | 0 | 0 | 0 | 0 | 0 | 0 | 0 | 0 | 181.37 | 0 | 0 | 0 | 0
6069 | 0 | 0 | 92.32 | -20.13 | 1.03 | 217.64 | 0 | 181.37 | 54.41 | 0 | 0 | 0 | 0 | 0 | 0 | 0 | 0 | 0 | 0 | 181.37 | 0 | 0 | 0 | 0
6069 | 131.29 | 37.32 | 92.32 | -20.13 | 1.03 | 217.64 | 1 | 181.37 | 54.41 | 0 | 0 | 0 | 0 | 0 | 0 | 0 | 0 | 0 | 0 | 181.37 | 0 | 0 | 0 | 0
6069 | 131.29 | 36.8 | 92.32 | -20.13 | 1.03 | 217.64 | 1 | 181.37 | 54.41 | 0 | 0 | 0 | 0 | 0 | 0 | 0 | 0 | 0 | 0 | 181.37 | 0 | 0 | 0 | 0
6078 | 477.3 | -68.73 | 262.51 | -68.73 | 1 | 676 | 1 | 563.33 | 169 | 0 | 0 | 0 | 0 | 0 | 0 | 0 | 0 | 0 | 0 | 563.33 | 0 | 0 | 0 | 0
6078 | 328.92 | -68.73 | 262.51 | -68.73 | 1 | 676 | 1 | 563.33 | 169 | 0 | 0 | 0 | 0 | 0 | 0 | 0 | 0 | 0 | 0 | 563.33 | 0 | 0 | 0 | 0
6078 | 328.92 | -68.73 | 262.51 | -68.73 | 1 | 676 | 1 | 563.33 | 169 | 0 | 0 | 0 | 0 | 0 | 0 | 0 | 0 | 0 | 0 | 563.33 | 0 | 0 | 0 | 0
6349 | 41.37 | 17.29 | 25.04 | -1.08 | 1.04 | 26.4 | 1 | 41.37 | 41.37 | 0 | 0 | 0 | 0 | 0 | 0 | 0 | 0 | 0 | 0 | 22 | 0 | 0 | 0 | 0
6349 | 65.3 | 11.97 | 25.04 | -1.08 | 1.04 | 26.4 | 1 | 65.3 | 65.3 | 0 | 0 | 0 | 0 | 0 | 0 | 0 | 0 | 0 | 0 | 22 | 0 | 0 | 0 | 0
6355 | 1.05 | 0 | 0 | 0 | 1.04 | 1.68 | 1 | 1.05 | 1.05 | 0 | 0 | 0 | 0 | 0 | 0 | 0 | 0 | 0 | 0 | 1.4 | 0 | 0 | 0 | 0
6355 | 22.5 | 0 | 0 | 0 | 1.04 | 36 | 1 | 22.5 | 22.5 | 0 | 0 | 0 | 0 | 0 | 0 | 0 | 0 | 0 | 0 | 30 | 0 | 0 | 0 | 0
6355 | 0 | 0 | 0 | 0 | 1.04 | 6.6 | 0 | 5.5 | 1.65 | 0 | 0 | 0 | 0 | 0 | 0 | 0 | 0 | 0 | 0 | 5.5 | 0 | 0 | 0 | 0
6355 | 7.95 | 0 | 0 | 0 | 1.04 | 12.72 | 1 | 7.95 | 7.95 | 0 | 0 | 0 | 0 | 0 | 0 | 0 | 0 | 0 | 0 | 10.6 | 0 | 0 | 0 | 0
6355 | 10.42 | 0 | 0 | 0 | 1.04 | 16.68 | 1 | 10.42 | 10.42 | 0 | 0 | 0 | 0 | 0 | 0 | 0 | 0 | 0 | 0 | 13.9 | 0 | 0 | 0 | 0
6355 | 30.52 | 0 | 0 | 0 | 1.04 | 48.84 | 1 | 30.52 | 30.52 | 0 | 0 | 0 | 0 | 0 | 0 | 0 | 0 | 0 | 0 | 40.7 | 0 | 0 | 0 | 0
6078 | 60.33 | 30.79 | 30.79 | -6.72 | 1.04 | 72.6 | 1 | 60.5 | 18.15 | 0 | 0 | 0 | 0 | 0 | 0 | 0 | 0 | 0 | 0 | 60.5 | 0 | 0 | 0 | 0
6078 | 60.33 | 30.79 | 30.79 | -6.72 | 1.04 | 72.6 | 1 | 60.5 | 18.15 | 0 | 0 | 0 | 0 | 0 | 0 | 0 | 0 | 0 | 0 | 60.5 | 0 | 0 | 0 | 0
6078 | 120.66 | 61.59 | 61.59 | -13.43 | 1.04 | 145.2 | 1 | 121 | 36.3 | 0 | 0 | 0 | 0 | 0 | 0 | 0 | 0 | 0 | 0 | 121 | 0 | 0 | 0 | 0
6111 | 301.18 | 100.76 | 275.22 | -72.05 | 1.04 | 708.72 | 1 | 590.6 | 177.18 | 0 | 0 | 0 | 0 | 0 | 0 | 0 | 0 | 0 | 0 | 590.6 | 0 | 0 | 0 | 0
6111 | 293.63 | 101.78 | 308.26 | -80.7 | 1.04 | 793.8 | 1 | 661.5 | 198.45 | 0 | 0 | 0 | 0 | 0 | 0 | 0 | 0 | 0 | 0 | 661.5 | 0 | 0 | 0 | 0
6147 | 0 | 0 | 4.28 | -0.93 | 1.03 | 10.08 | 0 | 8.4 | 2.52 | 0 | 0 | 0 | 0 | 0 | 0 | 0 | 0 | 0 | 0 | 8.4 | 0 | 0 | 0 | 0
6147 | 322.85 | 38.03 | 227.01 | -49.51 | 1.03 | 535.2 | 1 | 446 | 133.8 | 0 | 0 | 0 | 0 | 0 | 0 | 0 | 0 | 0 | 0 | 446 | 0 | 0 | 0 | 0
6147 | 322.85 | 39.39 | 227.01 | -49.51 | 1.03 | 535.2 | 1 | 446 | 133.8 | 0 | 0 | 0 | 0 | 0 | 0 | 0 | 0 | 0 | 0 | 446 | 0 | 0 | 0 | 0
6147 | 283.22 | 42.7 | 474.39 | -103.45 | 1.03 | 1118.4 | 1 | 932 | 279.6 | 0 | 0 | 0 | 0 | 0 | 0 | 0 | 0 | 0 | 0 | 932 | 0 | 0 | 0 | 0
6147 | 0 | 0 | 367.5 | -80.14 | 1.03 | 866.4 | 0 | 722 | 216.6 | 0 | 0 | 0 | 0 | 0 | 0 | 0 | 0 | 0 | 0 | 722 | 0 | 0 | 0 | 0
6147 | 219.4 | 127.84 | 367.5 | -80.14 | 1.03 | 866.4 | 1 | 722 | 216.6 | 0 | 0 | 0 | 0 | 0 | 0 | 0 | 0 | 0 | 0 | 722 | 0 | 0 | 0 | 0
6164 | 71.43 | 38.3 | 119.64 | -26.09 | 1.03 | 282.06 | 1 | 235.05 | 70.52 | 0 | 0 | 0 | 0 | 0 | 0 | 0 | 0 | 0 | 0 | 235.05 | 0 | 0 | 0 | 0
6164 | 71.43 | 33.99 | 119.64 | -26.09 | 1.03 | 282.06 | 1 | 235.05 | 70.52 | 0 | 0 | 0 | 0 | 0 | 0 | 0 | 0 | 0 | 0 | 235.05 | 0 | 0 | 0 | 0
6164 | 71.43 | 82 | 119.64 | -26.09 | 1.03 | 282.06 | 1 | 235.05 | 70.52 | 0 | 0 | 0 | 0 | 0 | 0 | 0 | 0 | 0 | 0 | 235.05 | 0 | 0 | 0 | 0
6164 | 71.43 | 43.72 | 119.64 | -26.09 | 1.03 | 282.06 | 1 | 235.05 | 70.52 | 0 | 0 | 0 | 0 | 0 | 0 | 0 | 0 | 0 | 0 | 235.05 | 0 | 0 | 0 | 0
6349 | 177.9 | 19.45 | 68.29 | -2.94 | 1.04 | 72 | 1 | 177.9 | 177.9 | 0 | 0 | 0 | 0 | 0 | 0 | 0 | 0 | 0 | 0 | 60 | 0 | 0 | 0 | 0
6214 | 552.3 | 55.54 | 212.06 | -9.13 | 1.04 | 223.6 | 1 | 552.3 | 552.3 | 0 | 0 | 0 | 0 | 0 | 0 | 0 | 0 | 0 | 0 | 186.33 | 0 | 0 | 0 | 0
6349 | 552.3 | 99.93 | 212.06 | -9.13 | 1.04 | 223.6 | 1 | 552.3 | 552.3 | 0 | 0 | 0 | 0 | 0 | 0 | 0 | 0 | 0 | 0 | 186.33 | 0 | 0 | 0 | 0
6349 | 552.3 | 58.81 | 212.06 | -9.13 | 1.04 | 223.6 | 1 | 552.3 | 552.3 | 0 | 0 | 0 | 0 | 0 | 0 | 0 | 0 | 0 | 0 | 186.33 | 0 | 0 | 0 | 0
7406 | 60.83 | 18.83 | 31.05 | -6.77 | 1.04 | 73.2 | 1 | 61 | 18.3 | 0 | 0 | 0 | 0 | 0 | 0 | 0 | 0 | 0 | 0 | 61 | 0 | 0 | 0 | 0
7406 | 182.49 | 45.89 | 93.15 | -20.31 | 1.04 | 219.6 | 1 | 183 | 54.9 | 0 | 0 | 0 | 0 | 0 | 0 | 0 | 0 | 0 | 0 | 183 | 0 | 0 | 0 | 0
7406 | 297.17 | 55.72 | 151.68 | -33.08 | 1.04 | 357.6 | 1 | 298 | 89.4 | 0 | 0 | 0 | 0 | 0 | 0 | 0 | 0 | 0 | 0 | 298 | 0 | 0 | 0 | 0
7406 | 297.17 | 64.31 | 151.68 | -33.08 | 1.04 | 357.6 | 1 | 298 | 89.4 | 0 | 0 | 0 | 0 | 0 | 0 | 0 | 0 | 0 | 0 | 298 | 0 | 0 | 0 | 0
7406 | 297.17 | 121.17 | 151.68 | -33.08 | 1.04 | 357.6 | 1 | 298 | 89.4 | 0 | 0 | 0 | 0 | 0 | 0 | 0 | 0 | 0 | 0 | 298 | 0 | 0 | 0 | 0
7406 | 182.82 | 93.32 | 93.32 | -20.35 | 1.04 | 220 | 1 | 183.33 | 55 | 0 | 0 | 0 | 0 | 0 | 0 | 0 | 0 | 0 | 0 | 183.33 | 0 | 0 | 0 | 0
7406 | 182.82 | 50.78 | 93.32 | -20.35 | 1.04 | 220 | 1 | 183.33 | 55 | 0 | 0 | 0 | 0 | 0 | 0 | 0 | 0 | 0 | 0 | 183.33 | 0 | 0 | 0 | 0
7406 | 182.82 | 35.11 | 93.32 | -20.35 | 1.04 | 220 | 1 | 183.33 | 55 | 0 | 0 | 0 | 0 | 0 | 0 | 0 | 0 | 0 | 0 | 183.33 | 0 | 0 | 0 | 0
6349 | 58.95 | -9.89 | 98.75 | -21.53 | 1.02 | 232.8 | 1 | 194 | 58.2 | 0 | 0 | 0 | 0 | 0 | 0 | 0 | 0 | 0 | 0 | 194 | 0 | 0 | 0 | 0
6349 | 106.96 | -5.6 | 98.75 | -21.53 | 1.02 | 232.8 | 1 | 194 | 58.2 | 0 | 0 | 0 | 0 | 0 | 0 | 0 | 0 | 0 | 0 | 194 | 0 | 0 | 0 | 0
6349 | 0 | 0 | 26.16 | -5.71 | 1.02 | 61.68 | 0 | 51.4 | 15.42 | 0 | 0 | 0 | 0 | 0 | 0 | 0 | 0 | 0 | 0 | 51.4 | 0 | 0 | 0 | 0
6349 | 78.1 | -11.57 | 130.81 | -28.53 | 1.02 | 308.4 | 1 | 257 | 77.1 | 0 | 0 | 0 | 0 | 0 | 0 | 0 | 0 | 0 | 0 | 257 | 0 | 0 | 0 | 0
4030 | 4.5 | 1.72 | 1.72 | -0.07 | 1.04 | 1.8 | 1 | 4.5 | 4.5 | 0 | 0 | 0 | 0 | 0 | 0 | 0 | 0 | 0 | 0 | 1.5 | 0 | 0 | 0 | 0
4030 | 7.2 | 2.73 | 2.73 | -0.12 | 1.04 | 2.88 | 1 | 7.2 | 7.2 | 0 | 0 | 0 | 0 | 0 | 0 | 0 | 0 | 0 | 0 | 2.4 | 0 | 0 | 0 | 0
4030 | 4.5 | 1.72 | 1.72 | -0.07 | 1.04 | 1.8 | 1 | 4.5 | 4.5 | 0 | 0 | 0 | 0 | 0 | 0 | 0 | 0 | 0 | 0 | 1.5 | 0 | 0 | 0 | 0
4030 | 7.2 | 2.73 | 2.73 | -0.12 | 1.04 | 2.88 | 1 | 7.2 | 7.2 | 0 | 0 | 0 | 0 | 0 | 0 | 0 | 0 | 0 | 0 | 2.4 | 0 | 0 | 0 | 0
4030 | 0 | 0 | 6.82 | -0.29 | 1.04 | 7.2 | 0 | 18 | 0 | 0 | 0 | 0 | 0 | 0 | 0 | 0 | 0 | 0 | 0 | 6 | 0 | 0 | 0 | 0
4030 | 0 | 0 | 4.09 | -0.18 | 1.04 | 4.32 | 0 | 11 | 0 | 0 | 0 | 0 | 0 | 0 | 0 | 0 | 0 | 0 | 0 | 3.6 | 0 | 0 | 0 | 0
4030 | 0 | 0 | 2.73 | -0.12 | 1.04 | 2.88 | 0 | 7.2 | 0 | 0 | 0 | 0 | 0 | 0 | 0 | 0 | 0 | 0 | 0 | 2.4 | 0 | 0 | 0 | 0
4030 | 0 | 0 | 2.73 | -0.12 | 1.04 | 2.88 | 0 | 7.2 | 0 | 0 | 0 | 0 | 0 | 0 | 0 | 0 | 0 | 0 | 0 | 2.4 | 0 | 0 | 0 | 0
4030 | 8.4 | 3.2 | 3.2 | -0.14 | 1.04 | 3.36 | 1 | 8.4 | 8.4 | 0 | 0 | 0 | 0 | 0 | 0 | 0 | 0 | 0 | 0 | 2.8 | 0 | 0 | 0 | 0
6295 | 62.67 | -22.89 | 104.97 | -22.89 | 1.02 | 247.48 | 1 | 206.23 | 61.87 | 0 | 0 | 0 | 0 | 0 | 0 | 0 | 0 | 0 | 0 | 206.23 | 0 | 0 | 0 | 0
6295 | 62.67 | -22.89 | 104.97 | -22.89 | 1.02 | 247.48 | 1 | 206.23 | 61.87 | 0 | 0 | 0 | 0 | 0 | 0 | 0 | 0 | 0 | 0 | 206.23 | 0 | 0 | 0 | 0
6295 | 62.7 | -15.02 | 104.97 | -22.89 | 1.02 | 247.48 | 1 | 206.23 | 61.9 | 0 | 0 | 0 | 0 | 0 | 0 | 0 | 0 | 0 | 0 | 206.23 | 0 | 0 | 0 | 0
6302 | 0 | 0 | 1.63 | -0.36 | 1 | 3.84 | 0 | 3.2 | 0.96 | 0 | 0 | 0 | 0 | 0 | 0 | 0 | 0 | 0 | 0 | 3.2 | 0 | 0 | 0 | 0
6302 | 246.56 | -27.44 | 125.85 | -27.44 | 1 | 296.7 | 1 | 247.25 | 74.18 | 0 | 0 | 0 | 0 | 0 | 0 | 0 | 0 | 0 | 0 | 247.25 | 0 | 0 | 0 | 0
6302 | 213.83 | -27.44 | 125.85 | -27.44 | 1 | 296.7 | 1 | 247.25 | 74.18 | 0 | 0 | 0 | 0 | 0 | 0 | 0 | 0 | 0 | 0 | 247.25 | 0 | 0 | 0 | 0
6302 | 246.56 | -27.44 | 125.85 | -27.44 | 1 | 296.7 | 1 | 247.25 | 74.18 | 0 | 0 | 0 | 0 | 0 | 0 | 0 | 0 | 0 | 0 | 247.25 | 0 | 0 | 0 | 0
6302 | 246.56 | -27.44 | 125.85 | -27.44 | 1 | 296.7 | 1 | 247.25 | 74.18 | 0 | 0 | 0 | 0 | 0 | 0 | 0 | 0 | 0 | 0 | 247.25 | 0 | 0 | 0 | 0
6349 | 0 | 0 | 6.11 | -1.33 | 1.04 | 14.4 | 0 | 12 | 3.6 | 0 | 0 | 0 | 0 | 0 | 0 | 0 | 0 | 0 | 0 | 12 | 0 | 0 | 0 | 0
6349 | 0 | 0 | 26.21 | -5.72 | 1.04 | 61.8 | 0 | 51.5 | 15.45 | 0 | 0 | 0 | 0 | 0 | 0 | 0 | 0 | 0 | 0 | 51.5 | 0 | 0 | 0 | 0
6349 | 31.3 | 52.43 | 52.43 | -11.43 | 1.04 | 123.6 | 1 | 103 | 30.9 | 0 | 0 | 0 | 0 | 0 | 0 | 0 | 0 | 0 | 0 | 103 | 0 | 0 | 0 | 0
6349 | 0 | 0 | 1.17 | -0.26 | 1.04 | 2.76 | 0 | 2.3 | 0.69 | 0 | 0 | 0 | 0 | 0 | 0 | 0 | 0 | 0 | 0 | 2.3 | 0 | 0 | 0 | 0
6349 | 0 | 0 | 2.34 | -0.51 | 1.04 | 5.52 | 0 | 4.6 | 1.38 | 0 | 0 | 0 | 0 | 0 | 0 | 0 | 0 | 0 | 0 | 4.6 | 0 | 0 | 0 | 0
6349 | 0 | 0 | 0.76 | -0.17 | 1.04 | 1.8 | 0 | 1.5 | 0.45 | 0 | 0 | 0 | 0 | 0 | 0 | 0 | 0 | 0 | 0 | 1.5 | 0 | 0 | 0 | 0
6349 | 0 | 0 | 2.04 | -0.44 | 1.04 | 4.8 | 0 | 4 | 1.2 | 0 | 0 | 0 | 0 | 0 | 0 | 0 | 0 | 0 | 0 | 4 | 0 | 0 | 0 | 0
6349 | 0 | 0 | 3.26 | -0.71 | 1.04 | 7.68 | 0 | 6.4 | 1.92 | 0 | 0 | 0 | 0 | 0 | 0 | 0 | 0 | 0 | 0 | 6.4 | 0 | 0 | 0 | 0
6349 | 110.31 | 184.77 | 184.77 | -40.29 | 1.04 | 435.6 | 1 | 363 | 108.9 | 0 | 0 | 0 | 0 | 0 | 0 | 0 | 0 | 0 | 0 | 363 | 0 | 0 | 0 | 0
6349 | 110.31 | 184.77 | 184.77 | -40.29 | 1.04 | 435.6 | 1 | 363 | 108.9 | 0 | 0 | 0 | 0 | 0 | 0 | 0 | 0 | 0 | 0 | 363 | 0 | 0 | 0 | 0
6349 | 0 | 0 | 26.21 | -5.72 | 1.04 | 61.8 | 0 | 51.5 | 15.45 | 0 | 0 | 0 | 0 | 0 | 0 | 0 | 0 | 0 | 0 | 51.5 | 0 | 0 | 0 | 0
7400 | 162.54 | 38.38 | 82.97 | -18.09 | 1.04 | 195.6 | 1 | 163 | 48.9 | 0 | 0 | 0 | 0 | 0 | 0 | 0 | 0 | 0 | 0 | 163 | 0 | 0 | 0 | 0
7400 | 162.54 | 67.22 | 82.97 | -18.09 | 1.04 | 195.6 | 1 | 163 | 48.9 | 0 | 0 | 0 | 0 | 0 | 0 | 0 | 0 | 0 | 0 | 163 | 0 | 0 | 0 | 0
7400 | 162.54 | 44.4 | 82.97 | -18.09 | 1.04 | 195.6 | 1 | 163 | 48.9 | 0 | 0 | 0 | 0 | 0 | 0 | 0 | 0 | 0 | 0 | 163 | 0 | 0 | 0 | 0
7400 | 162.54 | 41.68 | 82.97 | -18.09 | 1.04 | 195.6 | 1 | 163 | 48.9 | 0 | 0 | 0 | 0 | 0 | 0 | 0 | 0 | 0 | 0 | 163 | 0 | 0 | 0 | 0
7400 | 162.54 | 37.78 | 82.97 | -18.09 | 1.04 | 195.6 | 1 | 163 | 48.9 | 0 | 0 | 0 | 0 | 0 | 0 | 0 | 0 | 0 | 0 | 163 | 0 | 0 | 0 | 0
7124 | 0 | 0 | 2.04 | -0.44 | 1.04 | 4.8 | 0 | 4 | 1.2 | 0 | 0 | 0 | 0 | 0 | 0 | 0 | 0 | 0 | 0 | 4 | 0 | 0 | 0 | 0
7406 | 22.34 | 11.4 | 11.4 | -2.49 | 1.04 | 26.88 | 1 | 22.4 | 6.72 | 0 | 0 | 0 | 0 | 0 | 0 | 0 | 0 | 0 | 0 | 22.4 | 0 | 0 | 0 | 0
7406 | 47.27 | 24.13 | 24.13 | -5.26 | 1.04 | 56.88 | 1 | 47.4 | 14.22 | 0 | 0 | 0 | 0 | 0 | 0 | 0 | 0 | 0 | 0 | 47.4 | 0 | 0 | 0 | 0
7406 | 47.27 | 24.13 | 24.13 | -5.26 | 1.04 | 56.88 | 1 | 47.4 | 14.22 | 0 | 0 | 0 | 0 | 0 | 0 | 0 | 0 | 0 | 0 | 47.4 | 0 | 0 | 0 | 0
7406 | 94.54 | 48.25 | 48.25 | -10.52 | 1.04 | 113.76 | 1 | 94.8 | 28.44 | 0 | 0 | 0 | 0 | 0 | 0 | 0 | 0 | 0 | 0 | 94.8 | 0 | 0 | 0 | 0
7406 | 0 | 0 | 1.63 | -0.36 | 1.04 | 3.84 | 0 | 3.2 | 0.96 | 0 | 0 | 0 | 0 | 0 | 0 | 0 | 0 | 0 | 0 | 3.2 | 0 | 0 | 0 | 0
7406 | 29.1 | 0 | 0 | 0 | 1.04 | 46.56 | 1 | 29.1 | 29.1 | 0 | 0 | 0 | 0 | 0 | 0 | 0 | 0 | 0 | 0 | 38.8 | 0 | 0 | 0 | 0
7406 | 7.5 | 0 | 0 | 0 | 1.04 | 12 | 1 | 7.5 | 7.5 | 0 | 0 | 0 | 0 | 0 | 0 | 0 | 0 | 0 | 0 | 10 | 0 | 0 | 0 | 0
7406 | 7.5 | 0 | 0 | 0 | 1.04 | 12 | 1 | 7.5 | 7.5 | 0 | 0 | 0 | 0 | 0 | 0 | 0 | 0 | 0 | 0 | 10 | 0 | 0 | 0 | 0
7406 | 0 | 0 | 0 | 0 | 1.04 | 5.28 | 0 | 4.4 | 1.32 | 0 | 0 | 0 | 0 | 0 | 0 | 0 | 0 | 0 | 0 | 4.4 | 0 | 0 | 0 | 0
7406 | 187.92 | 37.1 | 95.92 | -20.92 | 1.03 | 226.14 | 1 | 188.45 | 56.53 | 0 | 0 | 0 | 0 | 0 | 0 | 0 | 0 | 0 | 0 | 188.45 | 0 | 0 | 0 | 0
7406 | 187.92 | 78.22 | 95.92 | -20.92 | 1.03 | 226.14 | 1 | 188.45 | 56.53 | 0 | 0 | 0 | 0 | 0 | 0 | 0 | 0 | 0 | 0 | 188.45 | 0 | 0 | 0 | 0
7406 | 67.09 | -12.75 | 58.48 | -12.75 | 1 | 137.88 | 1 | 114.9 | 34.47 | 0 | 0 | 0 | 0 | 0 | 0 | 0 | 0 | 0 | 0 | 114.9 | 0 | 0 | 0 | 0
7406 | 67.09 | -12.75 | 58.48 | -12.75 | 1 | 137.88 | 1 | 114.9 | 34.47 | 0 | 0 | 0 | 0 | 0 | 0 | 0 | 0 | 0 | 0 | 114.9 | 0 | 0 | 0 | 0
7406 | 67.09 | -12.75 | 58.48 | -12.75 | 1 | 137.88 | 1 | 114.9 | 34.47 | 0 | 0 | 0 | 0 | 0 | 0 | 0 | 0 | 0 | 0 | 114.9 | 0 | 0 | 0 | 0
7406 | 83.17 | -12.75 | 58.48 | -12.75 | 1 | 137.88 | 1 | 114.9 | 34.47 | 0 | 0 | 0 | 0 | 0 | 0 | 0 | 0 | 0 | 0 | 114.9 | 0 | 0 | 0 | 0
7406 | 83.17 | -12.75 | 58.48 | -12.75 | 1 | 137.88 | 1 | 114.9 | 34.47 | 0 | 0 | 0 | 0 | 0 | 0 | 0 | 0 | 0 | 0 | 114.9 | 0 | 0 | 0 | 0
7406 | 68.1 | -12.75 | 58.48 | -12.75 | 1 | 137.88 | 1 | 114.9 | 34.47 | 0 | 0 | 0 | 0 | 0 | 0 | 0 | 0 | 0 | 0 | 114.9 | 0 | 0 | 0 | 0
7422 | 159.89 | 37.81 | 116.38 | -25.38 | 1.04 | 274.38 | 1 | 228.65 | 68.59 | 0 | 0 | 0 | 0 | 0 | 0 | 0 | 0 | 0 | 0 | 228.65 | 0 | 0 | 0 | 0
7422 | 165.51 | 29.6 | 116.38 | -25.38 | 1.04 | 274.38 | 1 | 228.65 | 68.59 | 0 | 0 | 0 | 0 | 0 | 0 | 0 | 0 | 0 | 0 | 228.65 | 0 | 0 | 0 | 0
7422 | 165.51 | 29.93 | 116.38 | -25.38 | 1.04 | 274.38 | 1 | 228.65 | 68.59 | 0 | 0 | 0 | 0 | 0 | 0 | 0 | 0 | 0 | 0 | 228.65 | 0 | 0 | 0 | 0
7422 | 165.51 | 36.62 | 116.38 | -25.38 | 1.04 | 274.38 | 1 | 228.65 | 68.59 | 0 | 0 | 0 | 0 | 0 | 0 | 0 | 0 | 0 | 0 | 228.65 | 0 | 0 | 0 | 0
7098 | -377.99 | 199.11 | 498.38 | -111.05 | 1 | 1625.16 | 1 | 1354.3 | 406.29 | 0 | 0 | 0 | 0 | 0 | 0 | 0 | 0 | 0 | 0 | 1354.3 | 0 | 0 | 0 | 0
7406 | 1350.52 | 6.01 | 498.38 | -111.05 | 1 | 1625.16 | 1 | 1354.3 | 406.29 | 0 | 0 | 0 | 0 | 0 | 0 | 0 | 0 | 0 | 0 | 1354.3 | 0 | 0 | 0 | 0
7400 | 149.58 | 76.35 | 76.35 | -16.65 | 1.04 | 180 | 1 | 150 | 45 | 0 | 0 | 0 | 0 | 0 | 0 | 0 | 0 | 0 | 0 | 150 | 0 | 0 | 0 | 0
7400 | 50.86 | 20.02 | 25.96 | -5.66 | 1.04 | 61.2 | 1 | 51 | 15.3 | 0 | 0 | 0 | 0 | 0 | 0 | 0 | 0 | 0 | 0 | 51 | 0 | 0 | 0 | 0
7400 | 50.86 | 24.3 | 25.96 | -5.66 | 1.04 | 61.2 | 1 | 51 | 15.3 | 0 | 0 | 0 | 0 | 0 | 0 | 0 | 0 | 0 | 0 | 51 | 0 | 0 | 0 | 0
7400 | 195.45 | 49.93 | 99.76 | -21.76 | 1.04 | 235.2 | 1 | 196 | 58.8 | 0 | 0 | 0 | 0 | 0 | 0 | 0 | 0 | 0 | 0 | 196 | 0 | 0 | 0 | 0
7400 | 195.45 | 48.69 | 99.76 | -21.76 | 1.04 | 235.2 | 1 | 196 | 58.8 | 0 | 0 | 0 | 0 | 0 | 0 | 0 | 0 | 0 | 0 | 196 | 0 | 0 | 0 | 0
7400 | 195.45 | 77.51 | 99.76 | -21.76 | 1.04 | 235.2 | 1 | 196 | 58.8 | 0 | 0 | 0 | 0 | 0 | 0 | 0 | 0 | 0 | 0 | 196 | 0 | 0 | 0 | 0
7400 | 195.45 | 41.78 | 99.76 | -21.76 | 1.04 | 235.2 | 1 | 196 | 58.8 | 0 | 0 | 0 | 0 | 0 | 0 | 0 | 0 | 0 | 0 | 196 | 0 | 0 | 0 | 0
7400 | 195.45 | 82.31 | 99.76 | -21.76 | 1.04 | 235.2 | 1 | 196 | 58.8 | 0 | 0 | 0 | 0 | 0 | 0 | 0 | 0 | 0 | 0 | 196 | 0 | 0 | 0 | 0
7400 | 195.45 | 82.67 | 99.76 | -21.76 | 1.04 | 235.2 | 1 | 196 | 58.8 | 0 | 0 | 0 | 0 | 0 | 0 | 0 | 0 | 0 | 0 | 196 | 0 | 0 | 0 | 0
7427 | 0 | 0 | 1.88 | -0.41 | 1.04 | 4.44 | 0 | 3.7 | 1.11 | 0 | 0 | 0 | 0 | 0 | 0 | 0 | 0 | 0 | 0 | 3.7 | 0 | 0 | 0 | 0
7427 | 0 | 0 | 2.19 | -0.48 | 1.04 | 5.16 | 0 | 4.3 | 1.29 | 0 | 0 | 0 | 0 | 0 | 0 | 0 | 0 | 0 | 0 | 4.3 | 0 | 0 | 0 | 0
7138 | 16.25 | -1.81 | 8.3 | -1.81 | 1 | 19.56 | 1 | 16.3 | 4.89 | 0 | 0 | 0 | 0 | 0 | 0 | 0 | 0 | 0 | 0 | 16.3 | 0 | 0 | 0 | 0
7138 | 205.97 | -22.93 | 105.13 | -22.93 | 1 | 247.86 | 1 | 206.55 | 61.97 | 0 | 0 | 0 | 0 | 0 | 0 | 0 | 0 | 0 | 0 | 206.55 | 0 | 0 | 0 | 0
7138 | 205.97 | -22.93 | 105.13 | -22.93 | 1 | 247.86 | 1 | 206.55 | 61.97 | 0 | 0 | 0 | 0 | 0 | 0 | 0 | 0 | 0 | 0 | 206.55 | 0 | 0 | 0 | 0
7138 | 205.97 | -22.93 | 105.13 | -22.93 | 1 | 247.86 | 1 | 206.55 | 61.97 | 0 | 0 | 0 | 0 | 0 | 0 | 0 | 0 | 0 | 0 | 206.55 | 0 | 0 | 0 | 0
7138 | 205.97 | -22.93 | 105.13 | -22.93 | 1 | 247.86 | 1 | 206.55 | 61.97 | 0 | 0 | 0 | 0 | 0 | 0 | 0 | 0 | 0 | 0 | 206.55 | 0 | 0 | 0 | 0
7138 | 379.64 | -42.26 | 193.78 | -42.26 | 1 | 456.84 | 1 | 380.7 | 114.21 | 0 | 0 | 0 | 0 | 0 | 0 | 0 | 0 | 0 | 0 | 380.7 | 0 | 0 | 0 | 0
7138 | 58.84 | -6.55 | 30.03 | -6.55 | 1 | 70.8 | 1 | 59 | 17.7 | 0 | 0 | 0 | 0 | 0 | 0 | 0 | 0 | 0 | 0 | 59 | 0 | 0 | 0 | 0
7138 | 58.84 | -6.55 | 30.03 | -6.55 | 1 | 70.8 | 1 | 59 | 17.7 | 0 | 0 | 0 | 0 | 0 | 0 | 0 | 0 | 0 | 0 | 59 | 0 | 0 | 0 | 0
7138 | 58.84 | -6.55 | 30.03 | -6.55 | 1 | 70.8 | 1 | 59 | 17.7 | 0 | 0 | 0 | 0 | 0 | 0 | 0 | 0 | 0 | 0 | 59 | 0 | 0 | 0 | 0
7138 | 58.84 | -6.55 | 30.03 | -6.55 | 1 | 70.8 | 1 | 59 | 17.7 | 0 | 0 | 0 | 0 | 0 | 0 | 0 | 0 | 0 | 0 | 59 | 0 | 0 | 0 | 0
7145 | 10.17 | -1.13 | 5.19 | -1.13 | 1.01 | 12.24 | 1 | 10.2 | 3.06 | 0 | 0 | 0 | 0 | 0 | 0 | 0 | 0 | 0 | 0 | 10.2 | 0 | 0 | 0 | 0
7389 | 110.29 | 56.3 | 56.3 | -12.28 | 1.04 | 132.72 | 1 | 110.6 | 33.18 | 0 | 0 | 0 | 0 | 0 | 0 | 0 | 0 | 0 | 0 | 110.6 | 0 | 0 | 0 | 0
7389 | 110.29 | 56.3 | 56.3 | -12.28 | 1.04 | 132.72 | 1 | 110.6 | 33.18 | 0 | 0 | 0 | 0 | 0 | 0 | 0 | 0 | 0 | 0 | 110.6 | 0 | 0 | 0 | 0
7389 | 110.29 | 56.3 | 56.3 | -12.28 | 1.04 | 132.72 | 1 | 110.6 | 33.18 | 0 | 0 | 0 | 0 | 0 | 0 | 0 | 0 | 0 | 0 | 110.6 | 0 | 0 | 0 | 0
7389 | 110.29 | 56.3 | 56.3 | -12.28 | 1.04 | 132.72 | 1 | 110.6 | 33.18 | 0 | 0 | 0 | 0 | 0 | 0 | 0 | 0 | 0 | 0 | 110.6 | 0 | 0 | 0 | 0
7389 | 110.29 | 54.93 | 56.3 | -12.28 | 1.04 | 132.72 | 1 | 110.6 | 33.18 | 0 | 0 | 0 | 0 | 0 | 0 | 0 | 0 | 0 | 0 | 110.6 | 0 | 0 | 0 | 0
7389 | 110.29 | 45.65 | 56.3 | -12.28 | 1.04 | 132.72 | 1 | 110.6 | 33.2 | 0 | 0 | 0 | 0 | 0 | 0 | 0 | 0 | 0 | 0 | 110.6 | 0 | 0 | 0 | 0
7389 | 87.48 | 44.65 | 44.65 | -9.74 | 1.04 | 105.26 | 1 | 87.72 | 26.32 | 0 | 0 | 0 | 0 | 0 | 0 | 0 | 0 | 0 | 0 | 87.72 | 0 | 0 | 0 | 0
7389 | 87.48 | 44.65 | 44.65 | -9.74 | 1.04 | 105.26 | 1 | 87.72 | 26.3 | 0 | 0 | 0 | 0 | 0 | 0 | 0 | 0 | 0 | 0 | 87.72 | 0 | 0 | 0 | 0
7170 | 333.76 | 130.81 | 178.59 | -38.95 | 1.04 | 421.04 | 1 | 350.87 | 105.26 | 0 | 0 | 0 | 0 | 0 | 0 | 0 | 0 | 0 | 0 | 350.87 | 0 | 0 | 0 | 0
7400 | 6.88 | 3.51 | 3.51 | -0.77 | 1.03 | 8.28 | 1 | 6.9 | 2.07 | 0 | 0 | 0 | 0 | 0 | 0 | 0 | 0 | 0 | 0 | 6.9 | 0 | 0 | 0 | 0
7400 | 47.87 | 13.81 | 24.43 | -5.33 | 1.03 | 57.6 | 1 | 48 | 14.4 | 0 | 0 | 0 | 0 | 0 | 0 | 0 | 0 | 0 | 0 | 48 | 0 | 0 | 0 | 0
7400 | 0 | 0 | 2.55 | -0.55 | 1.03 | 6 | 0 | 5 | 1.5 | 0 | 0 | 0 | 0 | 0 | 0 | 0 | 0 | 0 | 0 | 5 | 0 | 0 | 0 | 0
7400 | 34.9 | 17.81 | 17.81 | -3.88 | 1.03 | 42 | 1 | 35 | 10.5 | 0 | 0 | 0 | 0 | 0 | 0 | 0 | 0 | 0 | 0 | 35 | 0 | 0 | 0 | 0
7400 | 7.48 | 3.82 | 3.82 | -0.83 | 1.03 | 9 | 1 | 7.5 | 2.25 | 0 | 0 | 0 | 0 | 0 | 0 | 0 | 0 | 0 | 0 | 7.5 | 0 | 0 | 0 | 0
7400 | 230.31 | 49.08 | 117.55 | -25.64 | 1.03 | 277.14 | 1 | 230.95 | 69.28 | 0 | 0 | 0 | 0 | 0 | 0 | 0 | 0 | 0 | 0 | 230.95 | 0 | 0 | 0 | 0
7400 | 230.31 | 42.27 | 117.55 | -25.64 | 1.03 | 277.14 | 1 | 230.95 | 69.28 | 0 | 0 | 0 | 0 | 0 | 0 | 0 | 0 | 0 | 0 | 230.95 | 0 | 0 | 0 | 0
7400 | 230.31 | 76.74 | 117.55 | -25.64 | 1.03 | 277.14 | 1 | 230.95 | 69.28 | 0 | 0 | 0 | 0 | 0 | 0 | 0 | 0 | 0 | 0 | 230.95 | 0 | 0 | 0 | 0
7400 | 230.31 | 117.55 | 117.55 | -25.64 | 1.03 | 277.14 | 1 | 230.95 | 69.28 | 0 | 0 | 0 | 0 | 0 | 0 | 0 | 0 | 0 | 0 | 230.95 | 0 | 0 | 0 | 0
7208 | 0 | 0 | 2.04 | -0.44 | 1.04 | 4.8 | 0 | 4 | 1.2 | 0 | 0 | 0 | 0 | 0 | 0 | 0 | 0 | 0 | 0 | 4 | 0 | 0 | 0 | 0
7208 | 762.86 | 84.91 | 389.39 | -84.92 | 1.04 | 918 | 1 | 765 | 229.5 | 0 | 0 | 0 | 0 | 0 | 0 | 0 | 0 | 0 | 0 | 765 | 0 | 0 | 0 | 0
7208 | 762.86 | 111.04 | 389.39 | -84.92 | 1.04 | 918 | 1 | 765 | 229.5 | 0 | 0 | 0 | 0 | 0 | 0 | 0 | 0 | 0 | 0 | 765 | 0 | 0 | 0 | 0
7208 | 178 | 29.21 | 90.86 | -19.81 | 1.04 | 214.2 | 1 | 178.5 | 53.55 | 0 | 0 | 0 | 0 | 0 | 0 | 0 | 0 | 0 | 0 | 178.5 | 0 | 0 | 0 | 0
7208 | 178 | 40.97 | 90.86 | -19.81 | 1.04 | 214.2 | 1 | 178.5 | 53.55 | 0 | 0 | 0 | 0 | 0 | 0 | 0 | 0 | 0 | 0 | 178.5 | 0 | 0 | 0 | 0
7208 | 178 | 26.57 | 90.86 | -19.81 | 1.04 | 214.2 | 1 | 178.5 | 53.55 | 0 | 0 | 0 | 0 | 0 | 0 | 0 | 0 | 0 | 0 | 178.5 | 0 | 0 | 0 | 0
7138 | 303.75 | -33.81 | 155.04 | -33.81 | 1.01 | 365.52 | 1 | 304.6 | 91.38 | 0 | 0 | 0 | 0 | 0 | 0 | 0 | 0 | 0 | 0 | 304.6 | 0 | 0 | 0 | 0
7138 | 90.39 | -10.06 | 46.14 | -10.06 | 1.01 | 108.77 | 1 | 90.64 | 27.19 | 0 | 0 | 0 | 0 | 0 | 0 | 0 | 0 | 0 | 0 | 90.64 | 0 | 0 | 0 | 0
7138 | 90.39 | -10.06 | 46.14 | -10.06 | 1.01 | 108.77 | 1 | 90.64 | 27.19 | 0 | 0 | 0 | 0 | 0 | 0 | 0 | 0 | 0 | 0 | 90.64 | 0 | 0 | 0 | 0
7138 | 90.39 | -10.06 | 46.14 | -10.06 | 1.01 | 108.77 | 1 | 90.64 | 27.19 | 0 | 0 | 0 | 0 | 0 | 0 | 0 | 0 | 0 | 0 | 90.64 | 0 | 0 | 0 | 0
7138 | 180.77 | -20.12 | 92.27 | -20.12 | 1.01 | 217.54 | 1 | 181.28 | 54.38 | 0 | 0 | 0 | 0 | 0 | 0 | 0 | 0 | 0 | 0 | 181.28 | 0 | 0 | 0 | 0
7400 | 0 | 0 | 13.08 | -2.85 | 1.04 | 30.84 | 0 | 25.7 | 7.71 | 0 | 0 | 0 | 0 | 0 | 0 | 0 | 0 | 0 | 0 | 25.7 | 0 | 0 | 0 | 0
7400 | 0 | 0 | 7.64 | -1.67 | 1.04 | 18 | 0 | 15 | 4.5 | 0 | 0 | 0 | 0 | 0 | 0 | 0 | 0 | 0 | 0 | 15 | 0 | 0 | 0 | 0
7400 | 0 | 0 | 0 | 0 | 1.04 | 9 | 0 | 7.5 | 2.25 | 0 | 0 | 0 | 0 | 0 | 0 | 0 | 0 | 0 | 0 | 7.5 | 0 | 0 | 0 | 0
7400 | 21.22 | 0 | 0 | 0 | 1.04 | 33.96 | 1 | 21.22 | 21.22 | 0 | 0 | 0 | 0 | 0 | 0 | 0 | 0 | 0 | 0 | 28.3 | 0 | 0 | 0 | 0
7400 | 21.22 | 0 | 0 | 0 | 1.04 | 33.96 | 1 | 21.22 | 21.22 | 0 | 0 | 0 | 0 | 0 | 0 | 0 | 0 | 0 | 0 | 28.3 | 0 | 0 | 0 | 0
7400 | 21.22 | 0 | 0 | 0 | 1.04 | 33.96 | 1 | 21.22 | 21.22 | 0 | 0 | 0 | 0 | 0 | 0 | 0 | 0 | 0 | 0 | 28.3 | 0 | 0 | 0 | 0
7400 | 21.22 | 0 | 0 | 0 | 1.04 | 33.96 | 1 | 21.22 | 21.22 | 0 | 0 | 0 | 0 | 0 | 0 | 0 | 0 | 0 | 0 | 28.3 | 0 | 0 | 0 | 0
7400 | 42.45 | 0 | 0 | 0 | 1.04 | 67.92 | 1 | 42.45 | 42.45 | 0 | 0 | 0 | 0 | 0 | 0 | 0 | 0 | 0 | 0 | 56.6 | 0 | 0 | 0 | 0
7311 | 96.41 | 49.21 | 49.21 | -10.73 | 1.04 | 116.02 | 1 | 96.68 | 29 | 0 | 0 | 0 | 0 | 0 | 0 | 0 | 0 | 0 | 0 | 96.68 | 0 | 0 | 0 | 0
7311 | 96.41 | 49.21 | 49.21 | -10.73 | 1.04 | 116.02 | 1 | 96.68 | 29 | 0 | 0 | 0 | 0 | 0 | 0 | 0 | 0 | 0 | 0 | 96.68 | 0 | 0 | 0 | 0
7311 | 0 | 0 | 49.21 | -10.73 | 1.04 | 116.02 | 0 | 96.68 | 29 | 0 | 0 | 0 | 0 | 0 | 0 | 0 | 0 | 0 | 0 | 96.68 | 0 | 0 | 0 | 0
7311 | 96.41 | 49.21 | 49.21 | -10.73 | 1.04 | 116.02 | 1 | 96.68 | 29 | 0 | 0 | 0 | 0 | 0 | 0 | 0 | 0 | 0 | 0 | 96.68 | 0 | 0 | 0 | 0
7311 | 192.83 | 98.42 | 98.42 | -21.46 | 1.04 | 232.04 | 1 | 193.37 | 58.01 | 0 | 0 | 0 | 0 | 0 | 0 | 0 | 0 | 0 | 0 | 193.37 | 0 | 0 | 0 | 0
7422 | 37.82 | -13.82 | 63.36 | -13.82 | 1.02 | 149.37 | 1 | 124.48 | 37.34 | 0 | 0 | 0 | 0 | 0 | 0 | 0 | 0 | 0 | 0 | 124.47 | 0 | 0 | 0 | 0
7422 | 37.82 | -13.82 | 63.36 | -13.82 | 1.02 | 149.37 | 1 | 124.48 | 37.34 | 0 | 0 | 0 | 0 | 0 | 0 | 0 | 0 | 0 | 0 | 124.47 | 0 | 0 | 0 | 0
7422 | 37.82 | -13.82 | 63.36 | -13.82 | 1.02 | 149.37 | 1 | 124.48 | 37.34 | 0 | 0 | 0 | 0 | 0 | 0 | 0 | 0 | 0 | 0 | 124.47 | 0 | 0 | 0 | 0
7422 | 37.82 | -13.82 | 63.36 | -13.82 | 1.02 | 149.37 | 1 | 124.48 | 37.34 | 0 | 0 | 0 | 0 | 0 | 0 | 0 | 0 | 0 | 0 | 124.47 | 0 | 0 | 0 | 0
7069 | 30.97 | 42.25 | 51.87 | -11.31 | 1.04 | 122.28 | 1 | 101.9 | 30.57 | 0 | 0 | 0 | 0 | 0 | 0 | 0 | 0 | 0 | 0 | 101.9 | 0 | 0 | 0 | 0
7400 | 0 | 0 | 2.19 | -0.57 | 1.04 | 5.64 | 0 | 4.7 | 1.41 | 0 | 0 | 0 | 0 | 0 | 0 | 0 | 0 | 0 | 0 | 4.7 | 0 | 0 | 0 | 0
7400 | 137.81 | 153.88 | 211.33 | -55.33 | 1.04 | 544.2 | 1 | 453.5 | 136.05 | 0 | 0 | 0 | 0 | 0 | 0 | 0 | 0 | 0 | 0 | 453.5 | 0 | 0 | 0 | 0
7353 | 312.95 | 139.37 | 159.74 | -34.83 | 1.04 | 376.59 | 1 | 313.83 | 94.15 | 0 | 0 | 0 | 0 | 0 | 0 | 0 | 0 | 0 | 0 | 313.83 | 0 | 0 | 0 | 0
7353 | 312.95 | 60.08 | 159.74 | -34.83 | 1.04 | 376.59 | 1 | 313.83 | 94.15 | 0 | 0 | 0 | 0 | 0 | 0 | 0 | 0 | 0 | 0 | 313.83 | 0 | 0 | 0 | 0
7353 | 312.95 | 47.25 | 159.74 | -34.83 | 1.04 | 376.59 | 1 | 313.83 | 94.15 | 0 | 0 | 0 | 0 | 0 | 0 | 0 | 0 | 0 | 0 | 313.83 | 0 | 0 | 0 | 0
7353 | 312.95 | 49.14 | 159.74 | -34.83 | 1.04 | 376.59 | 1 | 313.83 | 94.15 | 0 | 0 | 0 | 0 | 0 | 0 | 0 | 0 | 0 | 0 | 313.83 | 0 | 0 | 0 | 0
7353 | 594.84 | 76.49 | 348.26 | -75.95 | 1.04 | 821.04 | 1 | 684.2 | 205.26 | 0 | 0 | 0 | 0 | 0 | 0 | 0 | 0 | 0 | 0 | 684.2 | 0 | 0 | 0 | 0
7353 | 591.07 | 124.13 | 348.26 | -75.95 | 1.04 | 821.04 | 1 | 684.2 | 205.26 | 0 | 0 | 0 | 0 | 0 | 0 | 0 | 0 | 0 | 0 | 684.2 | 0 | 0 | 0 | 0
7353 | 591.07 | 123.23 | 348.26 | -75.95 | 1.04 | 821.04 | 1 | 684.2 | 205.26 | 0 | 0 | 0 | 0 | 0 | 0 | 0 | 0 | 0 | 0 | 684.2 | 0 | 0 | 0 | 0
7353 | 591.02 | 128.79 | 348.26 | -75.95 | 1.04 | 821.04 | 1 | 684.2 | 205 | 0 | 0 | 0 | 0 | 0 | 0 | 0 | 0 | 0 | 0 | 684.2 | 0 | 0 | 0 | 0
7353 | 16.25 | 8.3 | 8.3 | -1.81 | 1.04 | 19.56 | 1 | 16.3 | 4.89 | 0 | 0 | 0 | 0 | 0 | 0 | 0 | 0 | 0 | 0 | 16.3 | 0 | 0 | 0 | 0
7353 | 224.57 | 39.17 | 114.63 | -25 | 1.04 | 270.24 | 1 | 225.2 | 67.56 | 0 | 0 | 0 | 0 | 0 | 0 | 0 | 0 | 0 | 0 | 225.2 | 0 | 0 | 0 | 0
7353 | 224.57 | 86.67 | 114.63 | -25 | 1.04 | 270.24 | 1 | 225.2 | 67.56 | 0 | 0 | 0 | 0 | 0 | 0 | 0 | 0 | 0 | 0 | 225.2 | 0 | 0 | 0 | 0
7353 | 224.57 | 52.95 | 114.63 | -25 | 1.04 | 270.24 | 1 | 225.2 | 67.56 | 0 | 0 | 0 | 0 | 0 | 0 | 0 | 0 | 0 | 0 | 225.2 | 0 | 0 | 0 | 0
7353 | 102.41 | 32.4 | 52.27 | -11.4 | 1.04 | 123.24 | 1 | 102.7 | 30.81 | 0 | 0 | 0 | 0 | 0 | 0 | 0 | 0 | 0 | 0 | 102.7 | 0 | 0 | 0 | 0
7400 | 106.97 | 32.85 | 54.6 | -11.91 | 1.04 | 128.72 | 1 | 107.27 | 32.18 | 0 | 0 | 0 | 0 | 0 | 0 | 0 | 0 | 0 | 0 | 107.27 | 0 | 0 | 0 | 0
7400 | 106.97 | 26.39 | 54.6 | -11.91 | 1.04 | 128.72 | 1 | 107.27 | 32.18 | 0 | 0 | 0 | 0 | 0 | 0 | 0 | 0 | 0 | 0 | 107.27 | 0 | 0 | 0 | 0
7400 | 106.97 | 31.59 | 54.6 | -11.91 | 1.04 | 128.72 | 1 | 107.27 | 32.18 | 0 | 0 | 0 | 0 | 0 | 0 | 0 | 0 | 0 | 0 | 107.27 | 0 | 0 | 0 | 0
7400 | 106.97 | 33.74 | 54.6 | -11.91 | 1.04 | 128.72 | 1 | 107.27 | 32.18 | 0 | 0 | 0 | 0 | 0 | 0 | 0 | 0 | 0 | 0 | 107.27 | 0 | 0 | 0 | 0
7400 | 106.97 | 54.6 | 54.6 | -11.91 | 1.04 | 128.72 | 1 | 107.27 | 32.18 | 0 | 0 | 0 | 0 | 0 | 0 | 0 | 0 | 0 | 0 | 107.27 | 0 | 0 | 0 | 0
7400 | 106.97 | 41.49 | 54.6 | -11.91 | 1.04 | 128.72 | 1 | 107.27 | 32.18 | 0 | 0 | 0 | 0 | 0 | 0 | 0 | 0 | 0 | 0 | 107.27 | 0 | 0 | 0 | 0
7375 | 183.15 | 40.55 | 93.48 | -20.39 | 1.04 | 220.39 | 1 | 183.66 | 55.1 | 0 | 0 | 0 | 0 | 0 | 0 | 0 | 0 | 0 | 0 | 183.66 | 0 | 0 | 0 | 0
7400 | 183.15 | 44.01 | 93.48 | -20.39 | 1.04 | 220.39 | 1 | 183.66 | 55.1 | 0 | 0 | 0 | 0 | 0 | 0 | 0 | 0 | 0 | 0 | 183.66 | 0 | 0 | 0 | 0
7400 | 183.15 | 56.14 | 93.48 | -20.39 | 1.04 | 220.39 | 1 | 183.66 | 55.1 | 0 | 0 | 0 | 0 | 0 | 0 | 0 | 0 | 0 | 0 | 183.66 | 0 | 0 | 0 | 0
7400 | 183.15 | 45.67 | 93.48 | -20.39 | 1.04 | 220.39 | 1 | 183.66 | 55.1 | 0 | 0 | 0 | 0 | 0 | 0 | 0 | 0 | 0 | 0 | 183.66 | 0 | 0 | 0 | 0
7400 | 183.15 | 49.27 | 93.48 | -20.39 | 1.04 | 220.39 | 1 | 183.66 | 55.1 | 0 | 0 | 0 | 0 | 0 | 0 | 0 | 0 | 0 | 0 | 183.66 | 0 | 0 | 0 | 0
7389 | 541.28 | 276.29 | 276.29 | -60.25 | 1.04 | 651.36 | 1 | 542.8 | 162.84 | 0 | 0 | 0 | 0 | 0 | 0 | 0 | 0 | 0 | 0 | 542.8 | 0 | 0 | 0 | 0
7400 | 71.8 | -7.99 | 36.65 | -7.99 | 1 | 86.4 | 1 | 72 | 21.6 | 0 | 0 | 0 | 0 | 0 | 0 | 0 | 0 | 0 | 0 | 72 | 0 | 0 | 0 | 0
7400 | 71.8 | -7.99 | 36.65 | -7.99 | 1 | 86.4 | 1 | 72 | 21.6 | 0 | 0 | 0 | 0 | 0 | 0 | 0 | 0 | 0 | 0 | 72 | 0 | 0 | 0 | 0
7400 | 71.8 | -7.99 | 36.65 | -7.99 | 1 | 86.4 | 1 | 72 | 21.6 | 0 | 0 | 0 | 0 | 0 | 0 | 0 | 0 | 0 | 0 | 72 | 0 | 0 | 0 | 0
7400 | 71.8 | -7.99 | 36.65 | -7.99 | 1 | 86.4 | 1 | 72 | 21.6 | 0 | 0 | 0 | 0 | 0 | 0 | 0 | 0 | 0 | 0 | 72 | 0 | 0 | 0 | 0
7400 | 143.6 | -15.98 | 73.3 | -15.98 | 1 | 172.8 | 1 | 144 | 43.2 | 0 | 0 | 0 | 0 | 0 | 0 | 0 | 0 | 0 | 0 | 144 | 0 | 0 | 0 | 0
7400 | 445.15 | -49.55 | 227.22 | -49.55 | 1 | 535.68 | 1 | 446.4 | 133.92 | 0 | 0 | 0 | 0 | 0 | 0 | 0 | 0 | 0 | 0 | 446.4 | 0 | 0 | 0 | 0
7406 | 62.92 | 32.12 | 32.12 | -7 | 1.04 | 75.72 | 1 | 63.1 | 18.93 | 0 | 0 | 0 | 0 | 0 | 0 | 0 | 0 | 0 | 0 | 63.1 | 0 | 0 | 0 | 0
7406 | 309.13 | 157.79 | 157.79 | -34.41 | 1.04 | 372 | 1 | 310 | 93 | 0 | 0 | 0 | 0 | 0 | 0 | 0 | 0 | 0 | 0 | 310 | 0 | 0 | 0 | 0
7406 | 102.11 | 52.12 | 52.12 | -11.37 | 1.03 | 122.88 | 1 | 102.4 | 30.72 | 0 | 0 | 0 | 0 | 0 | 0 | 0 | 0 | 0 | 0 | 102.4 | 0 | 0 | 0 | 0
7259 | 87.95 | 12.12 | 44.89 | -9.79 | 1 | 105.84 | 1 | 88.2 | 26.46 | 0 | 0 | 0 | 0 | 0 | 0 | 0 | 0 | 0 | 0 | 88.2 | 0 | 0 | 0 | 0
7259 | 87.95 | 12.12 | 44.89 | -9.79 | 1 | 105.84 | 1 | 88.2 | 26.46 | 0 | 0 | 0 | 0 | 0 | 0 | 0 | 0 | 0 | 0 | 88.2 | 0 | 0 | 0 | 0
7422 | 2.07 | 3.46 | 3.46 | -0.75 | 1.04 | 8.16 | 1 | 6.8 | 2.04 | 0 | 0 | 0 | 0 | 0 | 0 | 0 | 0 | 0 | 0 | 6.8 | 0 | 0 | 0 | 0
7422 | 52.33 | 50.12 | 87.65 | -19.11 | 1.04 | 206.64 | 1 | 172.2 | 51.66 | 0 | 0 | 0 | 0 | 0 | 0 | 0 | 0 | 0 | 0 | 172.2 | 0 | 0 | 0 | 0
7422 | 52.33 | 50.12 | 87.65 | -19.11 | 1.04 | 206.64 | 1 | 172.2 | 51.66 | 0 | 0 | 0 | 0 | 0 | 0 | 0 | 0 | 0 | 0 | 172.2 | 0 | 0 | 0 | 0
7422 | 34.19 | 50.12 | 57.26 | -12.49 | 1.04 | 135 | 1 | 112.5 | 33.75 | 0 | 0 | 0 | 0 | 0 | 0 | 0 | 0 | 0 | 0 | 112.5 | 0 | 0 | 0 | 0
7422 | 34.19 | 50.12 | 57.26 | -12.49 | 1.04 | 135 | 1 | 112.5 | 33.75 | 0 | 0 | 0 | 0 | 0 | 0 | 0 | 0 | 0 | 0 | 112.5 | 0 | 0 | 0 | 0
7422 | 34.19 | 50.12 | 57.26 | -12.49 | 1.04 | 135 | 1 | 112.5 | 33.75 | 0 | 0 | 0 | 0 | 0 | 0 | 0 | 0 | 0 | 0 | 112.5 | 0 | 0 | 0 | 0
7422 | 34.19 | 50.12 | 57.26 | -12.49 | 1.04 | 135 | 1 | 112.5 | 33.75 | 0 | 0 | 0 | 0 | 0 | 0 | 0 | 0 | 0 | 0 | 112.5 | 0 | 0 | 0 | 0
7422 | 58.07 | 50.12 | 97.27 | -21.21 | 1.04 | 229.32 | 1 | 191.1 | 57.33 | 0 | 0 | 0 | 0 | 0 | 0 | 0 | 0 | 0 | 0 | 191.1 | 0 | 0 | 0 | 0
7422 | 52.33 | 50.12 | 87.65 | -19.11 | 1.04 | 206.64 | 1 | 172.2 | 51.66 | 0 | 0 | 0 | 0 | 0 | 0 | 0 | 0 | 0 | 0 | 172.2 | 0 | 0 | 0 | 0
7422 | 52.33 | 50.12 | 87.65 | -19.11 | 1.04 | 206.64 | 1 | 172.2 | 51.66 | 0 | 0 | 0 | 0 | 0 | 0 | 0 | 0 | 0 | 0 | 172.2 | 0 | 0 | 0 | 0
7422 | 52.33 | 50.12 | 87.65 | -19.11 | 1.04 | 206.64 | 1 | 172.2 | 51.66 | 0 | 0 | 0 | 0 | 0 | 0 | 0 | 0 | 0 | 0 | 172.2 | 0 | 0 | 0 | 0
7428 | 30.55 | 27.28 | 51.16 | -11.16 | 1.04 | 120.62 | 1 | 100.52 | 30.16 | 0 | 0 | 0 | 0 | 0 | 0 | 0 | 0 | 0 | 0 | 100.52 | 0 | 0 | 0 | 0
7428 | 39.5 | 27.28 | 66.17 | -14.43 | 1.04 | 156 | 1 | 130 | 39 | 0 | 0 | 0 | 0 | 0 | 0 | 0 | 0 | 0 | 0 | 130 | 0 | 0 | 0 | 0
7428 | 39.5 | 27.28 | 66.17 | -14.43 | 1.04 | 156 | 1 | 130 | 39 | 0 | 0 | 0 | 0 | 0 | 0 | 0 | 0 | 0 | 0 | 130 | 0 | 0 | 0 | 0
7428 | 30.55 | 27.28 | 51.16 | -11.16 | 1.04 | 120.62 | 1 | 100.52 | 30.16 | 0 | 0 | 0 | 0 | 0 | 0 | 0 | 0 | 0 | 0 | 100.52 | 0 | 0 | 0 | 0
7428 | 30.55 | 27.28 | 51.16 | -11.16 | 1.04 | 120.62 | 1 | 100.52 | 30.16 | 0 | 0 | 0 | 0 | 0 | 0 | 0 | 0 | 0 | 0 | 100.52 | 0 | 0 | 0 | 0
7428 | 30.55 | 27.28 | 51.16 | -11.16 | 1.04 | 120.62 | 1 | 100.52 | 30.16 | 0 | 0 | 0 | 0 | 0 | 0 | 0 | 0 | 0 | 0 | 100.52 | 0 | 0 | 0 | 0
7428 | 30.55 | 27.28 | 51.16 | -11.16 | 1.04 | 120.62 | 1 | 100.52 | 30.16 | 0 | 0 | 0 | 0 | 0 | 0 | 0 | 0 | 0 | 0 | 100.52 | 0 | 0 | 0 | 0
7428 | 30.55 | 27.28 | 51.16 | -11.16 | 1.04 | 120.62 | 1 | 100.52 | 30.16 | 0 | 0 | 0 | 0 | 0 | 0 | 0 | 0 | 0 | 0 | 100.52 | 0 | 0 | 0 | 0
7428 | 22.79 | 27.28 | 38.17 | -8.33 | 1.04 | 90 | 1 | 75 | 22.5 | 0 | 0 | 0 | 0 | 0 | 0 | 0 | 0 | 0 | 0 | 75 | 0 | 0 | 0 | 0
7428 | 0 | 0 | 41.23 | -8.99 | 1.04 | 97.2 | 0 | 81 | 24.3 | 0 | 0 | 0 | 0 | 0 | 0 | 0 | 0 | 0 | 0 | 81 | 0 | 0 | 0 | 0
7428 | 3.56 | 5.96 | 5.96 | -1.3 | 1.04 | 14.04 | 1 | 11.7 | 3.51 | 0 | 0 | 0 | 0 | 0 | 0 | 0 | 0 | 0 | 0 | 11.7 | 0 | 0 | 0 | 0
7389 | 33 | 0 | 0 | 0 | 1.04 | 52.8 | 1 | 33 | 33 | 0 | 0 | 0 | 0 | 0 | 0 | 0 | 0 | 0 | 0 | 44 | 0 | 0 | 0 | 0
8033 | 0 | 0 | 119.58 | -26.08 | 1.04 | 281.91 | 0 | 234.93 | 70.48 | 0 | 0 | 0 | 0 | 0 | 0 | 0 | 0 | 0 | 0 | 234.93 | 0 | 0 | 0 | 0
7389 | 0 | 0 | 119.58 | -26.08 | 1.04 | 281.91 | 0 | 234.93 | 70.48 | 0 | 0 | 0 | 0 | 0 | 0 | 0 | 0 | 0 | 0 | 234.93 | 0 | 0 | 0 | 0
7389 | 0 | 0 | 119.58 | -26.08 | 1.04 | 281.91 | 0 | 234.93 | 70.48 | 0 | 0 | 0 | 0 | 0 | 0 | 0 | 0 | 0 | 0 | 234.93 | 0 | 0 | 0 | 0
7389 | 0 | 0 | 119.58 | -26.08 | 1.04 | 281.91 | 0 | 234.93 | 70.48 | 0 | 0 | 0 | 0 | 0 | 0 | 0 | 0 | 0 | 0 | 234.93 | 0 | 0 | 0 | 0
8070 | 172.19 | -19.17 | 87.89 | -19.17 | 1.01 | 207.2 | 1 | 172.67 | 51.8 | 0 | 0 | 0 | 0 | 0 | 0 | 0 | 0 | 0 | 0 | 172.67 | 0 | 0 | 0 | 0
8070 | 0 | 0 | 87.89 | -19.17 | 1.01 | 207.2 | 0 | 172.67 | 51.8 | 0 | 0 | 0 | 0 | 0 | 0 | 0 | 0 | 0 | 0 | 172.67 | 0 | 0 | 0 | 0
8070 | 172.19 | 87.89 | 87.89 | -19.17 | 1.04 | 207.2 | 1 | 172.67 | 51.8 | 0 | 0 | 0 | 0 | 0 | 0 | 0 | 0 | 0 | 0 | 172.67 | 0 | 0 | 0 | 0
8070 | 172.19 | -19.17 | 87.89 | -19.17 | 1.01 | 207.2 | 1 | 172.67 | 51.8 | 0 | 0 | 0 | 0 | 0 | 0 | 0 | 0 | 0 | 0 | 172.67 | 0 | 0 | 0 | 0
8070 | 0 | 0 | 87.89 | -19.17 | 1.01 | 207.2 | 0 | 172.67 | 51.8 | 0 | 0 | 0 | 0 | 0 | 0 | 0 | 0 | 0 | 0 | 172.67 | 0 | 0 | 0 | 0
8070 | 0 | 0 | 87.89 | -19.17 | 1.01 | 207.2 | 0 | 172.67 | 51.8 | 0 | 0 | 0 | 0 | 0 | 0 | 0 | 0 | 0 | 0 | 172.67 | 0 | 0 | 0 | 0
8060 | 0 | 0 | 276.52 | -72.39 | 1 | 712.08 | 0 | 593.4 | 178.02 | 0 | 0 | 0 | 0 | 0 | 0 | 0 | 0 | 0 | 0 | 593.4 | 0 | 0 | 0 | 0
8060 | 0 | 0 | 276.52 | -72.39 | 1 | 712.08 | 0 | 593.4 | 178.02 | 0 | 0 | 0 | 0 | 0 | 0 | 0 | 0 | 0 | 0 | 593.4 | 0 | 0 | 0 | 0
8070 | 0 | 0 | 431 | -112.84 | 1 | 1109.88 | 0 | 924.9 | 277.47 | 0 | 0 | 0 | 0 | 0 | 0 | 0 | 0 | 0 | 0 | 924.9 | 0 | 0 | 0 | 0
8070 | 922.32 | -81.81 | 431 | -112.84 | 1 | 1109.88 | 1 | 924.9 | 277.47 | 0 | 0 | 0 | 0 | 0 | 0 | 0 | 0 | 0 | 0 | 924.9 | 0 | 0 | 0 | 0
8077 | 234.24 | 11.1 | 119.56 | -26.07 | 1.03 | 281.88 | 1 | 234.9 | 70.47 | 0 | 0 | 0 | 0 | 0 | 0 | 0 | 0 | 0 | 0 | 234.9 | 0 | 0 | 0 | 0
8077 | 234.24 | 9.48 | 119.56 | -26.07 | 1.03 | 281.88 | 1 | 234.9 | 70.47 | 0 | 0 | 0 | 0 | 0 | 0 | 0 | 0 | 0 | 0 | 234.9 | 0 | 0 | 0 | 0
8077 | 234.24 | 10.99 | 119.56 | -26.07 | 1.03 | 281.88 | 1 | 234.9 | 70.47 | 0 | 0 | 0 | 0 | 0 | 0 | 0 | 0 | 0 | 0 | 234.9 | 0 | 0 | 0 | 0
8077 | 234.24 | 10.4 | 119.56 | -26.07 | 1.03 | 281.88 | 1 | 234.9 | 70.47 | 0 | 0 | 0 | 0 | 0 | 0 | 0 | 0 | 0 | 0 | 234.9 | 0 | 0 | 0 | 0
8087 | 0 | 0 | 418.33 | -109.52 | 1.04 | 1077.24 | 0 | 897.7 | 269.31 | 0 | 0 | 0 | 0 | 0 | 0 | 0 | 0 | 0 | 0 | 897.7 | 0 | 0 | 0 | 0
8087 | 895.19 | 157.09 | 418.33 | -109.52 | 1.04 | 1077.24 | 1 | 897.7 | 269.31 | 0 | 0 | 0 | 0 | 0 | 0 | 0 | 0 | 0 | 0 | 897.7 | 0 | 0 | 0 | 0
8116 | 85.5 | 0 | 0 | 0 | 1.04 | 136.8 | 1 | 85.5 | 85.5 | 0 | 0 | 0 | 0 | 0 | 0 | 0 | 0 | 0 | 0 | 114 | 0 | 0 | 0 | 0
8116 | 0 | 0 | 4.66 | -1.22 | 1.04 | 12 | 0 | 10 | 3 | 0 | 0 | 0 | 0 | 0 | 0 | 0 | 0 | 0 | 0 | 10 | 0 | 0 | 0 | 0
8116 | 0 | 0 | 163.89 | -42.91 | 1.04 | 422.04 | 0 | 351.7 | 105.51 | 0 | 0 | 0 | 0 | 0 | 0 | 0 | 0 | 0 | 0 | 351.7 | 0 | 0 | 0 | 0
8116 | 227.51 | 90.76 | 163.89 | -42.91 | 1.04 | 422.04 | 1 | 351.7 | 105.51 | 0 | 0 | 0 | 0 | 0 | 0 | 0 | 0 | 0 | 0 | 351.7 | 0 | 0 | 0 | 0
8129 | 658.16 | -38.52 | 307.56 | -80.52 | 1.03 | 792 | 1 | 660 | 198 | 0 | 0 | 0 | 0 | 0 | 0 | 0 | 0 | 0 | 0 | 660 | 0 | 0 | 0 | 0
8129 | 658.16 | -4.37 | 307.56 | -80.52 | 1.03 | 792 | 1 | 660 | 198 | 0 | 0 | 0 | 0 | 0 | 0 | 0 | 0 | 0 | 0 | 660 | 0 | 0 | 0 | 0
8129 | 658.16 | -27.45 | 307.56 | -80.52 | 1.03 | 792 | 1 | 660 | 198 | 0 | 0 | 0 | 0 | 0 | 0 | 0 | 0 | 0 | 0 | 660 | 0 | 0 | 0 | 0
8060 | 0 | 0 | 1.86 | -0.49 | 1.03 | 4.8 | 0 | 4 | 1.2 | 0 | 0 | 0 | 0 | 0 | 0 | 0 | 0 | 0 | 0 | 4 | 0 | 0 | 0 | 0
8060 | 0 | 0 | 111.51 | -29.19 | 1.03 | 287.16 | 0 | 239.3 | 71.79 | 0 | 0 | 0 | 0 | 0 | 0 | 0 | 0 | 0 | 0 | 239.3 | 0 | 0 | 0 | 0
7389 | 0 | 0 | 11.2 | -2.44 | 1 | 26.4 | 0 | 22 | 6.6 | 0 | 0 | 0 | 0 | 0 | 0 | 0 | 0 | 0 | 0 | 22 | 0 | 0 | 0 | 0
8087 | 0 | 0 | 81.36 | -21.3 | 1 | 209.52 | 0 | 174.6 | 52.38 | 0 | 0 | 0 | 0 | 0 | 0 | 0 | 0 | 0 | 0 | 174.6 | 0 | 0 | 0 | 0
8087 | 174.11 | -21.3 | 81.36 | -21.3 | 1 | 209.52 | 1 | 174.6 | 52.38 | 0 | 0 | 0 | 0 | 0 | 0 | 0 | 0 | 0 | 0 | 174.6 | 0 | 0 | 0 | 0
7389 | 0 | 0 | 53.44 | -11.65 | 1 | 126 | 0 | 105 | 31.5 | 0 | 0 | 0 | 0 | 0 | 0 | 0 | 0 | 0 | 0 | 105 | 0 | 0 | 0 | 0
7389 | 0 | 0 | 49.98 | -10.9 | 1 | 117.84 | 0 | 98.2 | 29.46 | 0 | 0 | 0 | 0 | 0 | 0 | 0 | 0 | 0 | 0 | 98.2 | 0 | 0 | 0 | 0

## Branch
fbus | tbus | r | x | b | rateA | rateB | rateC | ratio | angle | status | angmin | angmax | Pf | Qf | Pt | Qt | mu_Sf | mu_St | mu_angmin | mu_angmax
4003 | 4040 | 0.01209 | 0.07809 | 0 | 250 | 0 | 0 | 0 | 0 | 1 | 0 | 0 | -171.51 | 5.85 | 175.11 | 15.86 | 0 | 0 | 0 | 0
4007 | 4122 | 0.00469 | 0.02091 | 0 | 221 | 0 | 0 | 0 | 0 | 1 | 0 | 0 | -110.47 | -9.72 | 111.05 | 11.99 | 0 | 0 | 0 | 0
4019 | 4067 | 0.00919 | 0.06276 | 0 | 221 | 0 | 0 | 0 | 0 | 1 | 0 | 0 | -76.74 | 9.12 | 77.31 | -6.29 | 0 | 0 | 0 | 0
4019 | 4067 | 0.00919 | 0.06276 | 0 | 221 | 0 | 0 | 0 | 0 | 1 | 0 | 0 | -76.74 | 9.12 | 77.31 | -6.29 | 0 | 0 | 0 | 0
4079 | 4040 | 0.00457 | 0.03186 | 0 | 300 | 0 | 0 | 0 | 0 | 1 | 0 | 0 | -173.88 | -10.93 | 175.25 | 19.92 | 0 | 0 | 0 | 0
4079 | 4040 | 0.00457 | 0.03186 | 0 | 300 | 0 | 0 | 0 | 0 | 1 | 0 | 0 | -173.88 | -10.93 | 175.25 | 19.92 | 0 | 0 | 0 | 0
4079 | 4040 | 0.00457 | 0.03186 | 0 | 300 | 0 | 0 | 0 | 0 | 1 | 0 | 0 | -173.88 | -10.93 | 175.25 | 19.92 | 0 | 0 | 0 | 0
4088 | 4042 | 0.00312 | 0.02015 | 0 | 250 | 0 | 0 | 0 | 0 | 1 | 0 | 0 | -143.02 | 76.02 | 143.81 | -71.32 | 0 | 0 | 0 | 0
4088 | 4042 | 0.00312 | 0.02015 | 0 | 250 | 0 | 0 | 0 | 0 | 1 | 0 | 0 | -143.02 | 76.02 | 143.81 | -71.32 | 0 | 0 | 0 | 0
4103 | 4003 | 0.00838 | 0.05414 | 0 | 221 | 0 | 0 | 0 | 0 | 1 | 0 | 0 | -49.12 | 25.6 | 49.38 | -24.98 | 0 | 0 | 0 | 0
4103 | 4003 | 0.00838 | 0.05414 | 0 | 221 | 0 | 0 | 0 | 0 | 1 | 0 | 0 | -49.12 | 25.6 | 49.38 | -24.98 | 0 | 0 | 0 | 0
5003 | 5181 | 0.00233 | 0.01026 | 0 | 187 | 0 | 0 | 0 | 0 | 1 | 0 | 0 | -41.79 | -9.68 | 41.84 | 9.4 | 0 | 0 | 0 | 0
5022 | 5441 | 0.00341 | 0.02594 | 0 | 409 | 0 | 0 | 0 | 0 | 1 | 0 | 0 | 241.57 | -10.46 | -239.56 | 24.35 | 0 | 0 | 0 | 0
5022 | 5441 | 0.00341 | 0.02594 | 0 | 409 | 0 | 0 | 0 | 0 | 1 | 0 | 0 | 241.57 | -10.46 | -239.56 | 24.35 | 0 | 0 | 0 | 0
5161 | 5181 | 0.00545 | 0.02401 | 0 | 187 | 0 | 0 | 0 | 0 | 1 | 0 | 0 | -18.96 | 93.24 | 19.45 | -92.21 | 0 | 0 | 0 | 0
5250 | 5385 | 0.00149 | 0.0113 | 0 | 500 | 0 | 0 | 0 | 0 | 1 | 0 | 0 | -232.44 | -23.42 | 233.26 | 29 | 0 | 0 | 0 | 0
5250 | 5385 | 0.00149 | 0.0113 | 0 | 500 | 0 | 0 | 0 | 0 | 1 | 0 | 0 | -232.44 | -23.42 | 233.26 | 29 | 0 | 0 | 0 | 0
5250 | 5385 | 0.00149 | 0.0113 | 0 | 500 | 0 | 0 | 0 | 0 | 1 | 0 | 0 | -232.44 | -23.42 | 233.26 | 29 | 0 | 0 | 0 | 0
5250 | 5385 | 0.00149 | 0.0113 | 0 | 500 | 0 | 0 | 0 | 0 | 1 | 0 | 0 | -232.44 | -23.42 | 233.26 | 29 | 0 | 0 | 0 | 0
5287 | 5266 | 0.0022 | 0.01287 | 0 | 310 | 0 | 0 | 0 | 0 | 1 | 0 | 0 | -121.11 | -77.58 | 121.58 | 79.66 | 0 | 0 | 0 | 0
5307 | 5224 | 0.00171 | 0.01303 | 0 | 310 | 0 | 0 | 0 | 0 | 1 | 0 | 0 | 145.89 | 58.61 | -145.47 | -56.09 | 0 | 0 | 0 | 0
5480 | 5048 | 0.00268 | 0.02037 | 0 | 310 | 0 | 0 | 0 | 0 | 1 | 0 | 0 | -105.58 | -2.39 | 105.89 | 3.64 | 0 | 0 | 0 | 0
5480 | 5048 | 0.00268 | 0.02037 | 0 | 310 | 0 | 0 | 0 | 0 | 1 | 0 | 0 | -105.58 | -2.39 | 105.89 | 3.64 | 0 | 0 | 0 | 0
5480 | 5048 | 0.00268 | 0.02037 | 0 | 310 | 0 | 0 | 0 | 0 | 1 | 0 | 0 | -105.58 | -2.39 | 105.89 | 3.64 | 0 | 0 | 0 | 0
5480 | 5048 | 0.00268 | 0.02037 | 0 | 310 | 0 | 0 | 0 | 0 | 1 | 0 | 0 | -105.58 | -2.39 | 105.89 | 3.64 | 0 | 0 | 0 | 0
6061 | 6035 | 0.00446 | 0.03049 | 0 | 221 | 0 | 0 | 0 | 0 | 1 | 0 | 0 | -106.07 | -2.44 | 106.59 | 5.47 | 0 | 0 | 0 | 0
6061 | 6035 | 0.00446 | 0.03049 | 0 | 221 | 0 | 0 | 0 | 0 | 1 | 0 | 0 | -106.07 | -2.44 | 106.59 | 5.47 | 0 | 0 | 0 | 0
6120 | 6023 | 0.00776 | 0.03392 | 0 | 221 | 0 | 0 | 0 | 0 | 1 | 0 | 0 | -34.42 | 1.63 | 34.52 | -1.73 | 0 | 0 | 0 | 0
6230 | 6278 | 0.009 | 0.05404 | 0 | 140 | 0 | 0 | 0 | 0 | 1 | 0 | 0 | -6.3 | 7.28 | 6.31 | -7.96 | 0 | 0 | 0 | 0
7013 | 7201 | 0.00433 | 0.0302 | 0 | 221 | 0 | 0 | 0 | 0 | 1 | 0 | 0 | -88.1 | -37.07 | 88.5 | 39.39 | 0 | 0 | 0 | 0
7013 | 7201 | 0.00433 | 0.0302 | 0 | 221 | 0 | 0 | 0 | 0 | 1 | 0 | 0 | -88.1 | -37.07 | 88.5 | 39.39 | 0 | 0 | 0 | 0
7017 | 7229 | 0.00604 | 0.04129 | 0 | 221 | 0 | 0 | 0 | 0 | 1 | 0 | 0 | -138.38 | 6.72 | 139.56 | 0.61 | 0 | 0 | 0 | 0
7017 | 7229 | 0.00604 | 0.04129 | 0 | 221 | 0 | 0 | 0 | 0 | 1 | 0 | 0 | -138.38 | 6.72 | 139.56 | 0.61 | 0 | 0 | 0 | 0
7017 | 7229 | 0.00604 | 0.04129 | 0 | 221 | 0 | 0 | 0 | 0 | 1 | 0 | 0 | -138.38 | 6.72 | 139.56 | 0.61 | 0 | 0 | 0 | 0
7017 | 7385 | 0.00298 | 0.01922 | 0 | 221 | 0 | 0 | 0 | 0 | 1 | 0 | 0 | 83.88 | 29.44 | -83.65 | -28.26 | 0 | 0 | 0 | 0
7017 | 7385 | 0.00298 | 0.01922 | 0 | 221 | 0 | 0 | 0 | 0 | 1 | 0 | 0 | 83.88 | 29.44 | -83.65 | -28.26 | 0 | 0 | 0 | 0
7039 | 7101 | 0.00285 | 0.01988 | 0 | 221 | 0 | 0 | 0 | 0 | 1 | 0 | 0 | 103.6 | -1.22 | -103.3 | 3.04 | 0 | 0 | 0 | 0
7039 | 7101 | 0.00285 | 0.01988 | 0 | 221 | 0 | 0 | 0 | 0 | 1 | 0 | 0 | 103.6 | -1.22 | -103.3 | 3.04 | 0 | 0 | 0 | 0
7039 | 7101 | 0.00285 | 0.01988 | 0 | 221 | 0 | 0 | 0 | 0 | 1 | 0 | 0 | 103.6 | -1.22 | -103.3 | 3.04 | 0 | 0 | 0 | 0
7051 | 7181 | 0.00631 | 0.03605 | 0 | 98 | 0 | 0 | 0 | 0 | 1 | 0 | 0 | 60.72 | 16.9 | -60.47 | -15.96 | 0 | 0 | 0 | 0
7075 | 7004 | 0.00199 | 0.01386 | 0 | 250 | 0 | 0 | 0 | 0 | 1 | 0 | 0 | -144.32 | 55.33 | 144.78 | -52.34 | 0 | 0 | 0 | 0
7075 | 7004 | 0.00199 | 0.01386 | 0 | 250 | 0 | 0 | 0 | 0 | 1 | 0 | 0 | -144.32 | 55.33 | 144.78 | -52.34 | 0 | 0 | 0 | 0
7075 | 7004 | 0.00199 | 0.01386 | 0 | 250 | 0 | 0 | 0 | 0 | 1 | 0 | 0 | -144.32 | 55.33 | 144.78 | -52.34 | 0 | 0 | 0 | 0
7075 | 7387 | 0.01167 | 0.07976 | 0 | 221 | 0 | 0 | 0 | 0 | 1 | 0 | 0 | 99.1 | 31.03 | -97.87 | -23.97 | 0 | 0 | 0 | 0
7075 | 7387 | 0.01167 | 0.07976 | 0 | 221 | 0 | 0 | 0 | 0 | 1 | 0 | 0 | 99.1 | 31.03 | -97.87 | -23.97 | 0 | 0 | 0 | 0
7091 | 7259 | 0.00587 | 0.04091 | 0 | 221 | 0 | 0 | 0 | 0 | 1 | 0 | 0 | -76.19 | 66.12 | 76.77 | -62.78 | 0 | 0 | 0 | 0
7091 | 7259 | 0.00587 | 0.04091 | 0 | 221 | 0 | 0 | 0 | 0 | 1 | 0 | 0 | -76.19 | 66.12 | 76.77 | -62.78 | 0 | 0 | 0 | 0
7145 | 7404 | 0.01139 | 0.06841 | 0 | 221 | 0 | 0 | 0 | 0 | 1 | 0 | 0 | 2.62 | 56.8 | -2.26 | -55.57 | 0 | 0 | 0 | 0
7246 | 7410 | 0.00919 | 0.06404 | 0 | 221 | 0 | 0 | 0 | 0 | 1 | 0 | 0 | -83.94 | -3.54 | 84.62 | 7.26 | 0 | 0 | 0 | 0
7246 | 7410 | 0.00919 | 0.06404 | 0 | 221 | 0 | 0 | 0 | 0 | 1 | 0 | 0 | -83.94 | -3.54 | 84.62 | 7.26 | 0 | 0 | 0 | 0
7343 | 7012 | 0.00603 | 0.04198 | 0 | 221 | 0 | 0 | 0 | 0 | 1 | 0 | 0 | 34.49 | -3.36 | -34.42 | 3.23 | 0 | 0 | 0 | 0
7385 | 7181 | 0.01045 | 0.02553 | 0 | 98 | 0 | 0 | 0 | 0 | 1 | 0 | 0 | 12.29 | 11.13 | -12.26 | -11.38 | 0 | 0 | 0 | 0
7385 | 7404 | 0.00674 | 0.03846 | 0 | 98 | 0 | 0 | 0 | 0 | 1 | 0 | 0 | 19.76 | 7.08 | -19.73 | -7.46 | 0 | 0 | 0 | 0
8095 | 8140 | 0.01066 | 0.02604 | 0 | 250 | 0 | 0 | 0 | 0 | 1 | 0 | 0 | 25.56 | -14.26 | -25.46 | 14.15 | 0 | 0 | 0 | 0
1001 | 3048 | 0 | 0.11256 | 0 | 99999 | 99999 | 99999 | 1 | 0 | 1 | -360 | 360 | 0 | 0 | 0 | 0 | 0 | 0 | 0 | 0
1001 | 1081 | 0 | 0.12924 | 0 | 99999 | 99999 | 99999 | 1 | 0 | 1 | -360 | 360 | 0 | 0 | 0 | 0 | 0 | 0 | 0 | 0
1048 | 1081 | 0 | 0.21443 | 0 | 99999 | 99999 | 99999 | 1 | 0 | 1 | -360 | 360 | 0 | 0 | 0 | 0 | 0 | 0 | 0 | 0
1081 | 3048 | 0 | 0.18476 | 0 | 99999 | 99999 | 99999 | 1 | 0 | 1 | -360 | 360 | 0 | 0 | 0 | 0 | 0 | 0 | 0 | 0
1081 | 3060 | 0 | 0.71077 | 0 | 99999 | 99999 | 99999 | 1 | 0 | 1 | -360 | 360 | 0 | 0 | 0 | 0 | 0 | 0 | 0 | 0
1081 | 3051 | 0 | 0.24465 | 0 | 99999 | 99999 | 99999 | 1 | 0 | 1 | -360 | 360 | 0 | 0 | 0 | 0 | 0 | 0 | 0 | 0
1081 | 3055 | 0 | 0.59104 | 0 | 99999 | 99999 | 99999 | 1 | 0 | 1 | -360 | 360 | 0 | 0 | 0 | 0 | 0 | 0 | 0 | 0
2001 | 8129 | 0 | 0.21594 | 0 | 99999 | 99999 | 99999 | 1 | 0 | 1 | -360 | 360 | 0 | 0 | 0 | 0 | 0 | 0 | 0 | 0
2001 | 2115 | 0 | 0.4749 | 0 | 99999 | 99999 | 99999 | 1 | 0 | 1 | -360 | 360 | 0 | 0 | 0 | 0 | 0 | 0 | 0 | 0
2001 | 2103 | 0 | 0.66572 | 0 | 99999 | 99999 | 99999 | 1 | 0 | 1 | -360 | 360 | 0 | 0 | 0 | 0 | 0 | 0 | 0 | 0
2001 | 2004 | 0 | 0.46088 | 0 | 99999 | 99999 | 99999 | 1 | 0 | 1 | -360 | 360 | 0 | 0 | 0 | 0 | 0 | 0 | 0 | 0
2004 | 8129 | 0 | 0.1959 | 0 | 99999 | 99999 | 99999 | 1 | 0 | 1 | -360 | 360 | 0 | 0 | 0 | 0 | 0 | 0 | 0 | 0
2004 | 5465 | 0 | 0.58154 | 0 | 99999 | 99999 | 99999 | 1 | 0 | 1 | -360 | 360 | 0 | 0 | 0 | 0 | 0 | 0 | 0 | 0
2004 | 5444 | 0 | 0.51715 | 0 | 99999 | 99999 | 99999 | 1 | 0 | 1 | -360 | 360 | 0 | 0 | 0 | 0 | 0 | 0 | 0 | 0
2004 | 5385 | 0 | 0.56175 | 0 | 99999 | 99999 | 99999 | 1 | 0 | 1 | -360 | 360 | 0 | 0 | 0 | 0 | 0 | 0 | 0 | 0
2004 | 5351 | 0 | 0.51425 | 0 | 99999 | 99999 | 99999 | 1 | 0 | 1 | -360 | 360 | 0 | 0 | 0 | 0 | 0 | 0 | 0 | 0
2004 | 5305 | 0 | 0.62655 | 0 | 99999 | 99999 | 99999 | 1 | 0 | 1 | -360 | 360 | 0 | 0 | 0 | 0 | 0 | 0 | 0 | 0
2004 | 5103 | 0 | 0.51341 | 0 | 99999 | 99999 | 99999 | 1 | 0 | 1 | -360 | 360 | 0 | 0 | 0 | 0 | 0 | 0 | 0 | 0
2004 | 5234 | 0 | 0.74338 | 0 | 99999 | 99999 | 99999 | 1 | 0 | 1 | -360 | 360 | 0 | 0 | 0 | 0 | 0 | 0 | 0 | 0
2004 | 2115 | 0 | 0.44892 | 0 | 99999 | 99999 | 99999 | 1 | 0 | 1 | -360 | 360 | 0 | 0 | 0 | 0 | 0 | 0 | 0 | 0
2004 | 2103 | 0 | 0.080547 | 0 | 99999 | 99999 | 99999 | 1 | 0 | 1 | -360 | 360 | 0 | 0 | 0 | 0 | 0 | 0 | 0 | 0
2004 | 5084 | 0 | 0.38863 | 0 | 99999 | 99999 | 99999 | 1 | 0 | 1 | -360 | 360 | 0 | 0 | 0 | 0 | 0 | 0 | 0 | 0
2008 | 2019 | 0 | 0.28602 | 0 | 99999 | 99999 | 99999 | 1 | 0 | 1 | -360 | 360 | 0 | 0 | 0 | 0 | 0 | 0 | 0 | 0
2019 | 3048 | 0 | 0.27181 | 0 | 99999 | 99999 | 99999 | 1 | 0 | 1 | -360 | 360 | 0 | 0 | 0 | 0 | 0 | 0 | 0 | 0
2019 | 2057 | 0 | 0.17919 | 0 | 99999 | 99999 | 99999 | 1 | 0 | 1 | -360 | 360 | 0 | 0 | 0 | 0 | 0 | 0 | 0 | 0
2057 | 5022 | 0 | 0.55939 | 0 | 99999 | 99999 | 99999 | 1 | 0 | 1 | -360 | 360 | 0 | 0 | 0 | 0 | 0 | 0 | 0 | 0
2057 | 5415 | 0 | 0.77373 | 0 | 99999 | 99999 | 99999 | 1 | 0 | 1 | -360 | 360 | 0 | 0 | 0 | 0 | 0 | 0 | 0 | 0
2057 | 3048 | 0 | 0.11932 | 0 | 99999 | 99999 | 99999 | 1 | 0 | 1 | -360 | 360 | 0 | 0 | 0 | 0 | 0 | 0 | 0 | 0
2057 | 5364 | 0 | 0.55073 | 0 | 99999 | 99999 | 99999 | 1 | 0 | 1 | -360 | 360 | 0 | 0 | 0 | 0 | 0 | 0 | 0 | 0
2057 | 5057 | 0 | 0.18561 | 0 | 99999 | 99999 | 99999 | 1 | 0 | 1 | -360 | 360 | 0 | 0 | 0 | 0 | 0 | 0 | 0 | 0
2103 | 8129 | 0 | 0.26437 | 0 | 99999 | 99999 | 99999 | 1 | 0 | 1 | -360 | 360 | 0 | 0 | 0 | 0 | 0 | 0 | 0 | 0
2103 | 5465 | 0 | 0.36785 | 0 | 99999 | 99999 | 99999 | 1 | 0 | 1 | -360 | 360 | 0 | 0 | 0 | 0 | 0 | 0 | 0 | 0
2103 | 5444 | 0 | 0.34455 | 0 | 99999 | 99999 | 99999 | 1 | 0 | 1 | -360 | 360 | 0 | 0 | 0 | 0 | 0 | 0 | 0 | 0
2103 | 5323 | 0 | 0.59605 | 0 | 99999 | 99999 | 99999 | 1 | 0 | 1 | -360 | 360 | 0 | 0 | 0 | 0 | 0 | 0 | 0 | 0
2103 | 5385 | 0 | 0.39541 | 0 | 99999 | 99999 | 99999 | 1 | 0 | 1 | -360 | 360 | 0 | 0 | 0 | 0 | 0 | 0 | 0 | 0
2103 | 5351 | 0 | 0.42545 | 0 | 99999 | 99999 | 99999 | 1 | 0 | 1 | -360 | 360 | 0 | 0 | 0 | 0 | 0 | 0 | 0 | 0
2103 | 5305 | 0 | 0.44151 | 0 | 99999 | 99999 | 99999 | 1 | 0 | 1 | -360 | 360 | 0 | 0 | 0 | 0 | 0 | 0 | 0 | 0
2103 | 5103 | 0 | 0.34701 | 0 | 99999 | 99999 | 99999 | 1 | 0 | 1 | -360 | 360 | 0 | 0 | 0 | 0 | 0 | 0 | 0 | 0
2103 | 5234 | 0 | 0.55835 | 0 | 99999 | 99999 | 99999 | 1 | 0 | 1 | -360 | 360 | 0 | 0 | 0 | 0 | 0 | 0 | 0 | 0
2103 | 5302 | 0 | 0.54342 | 0 | 99999 | 99999 | 99999 | 1 | 0 | 1 | -360 | 360 | 0 | 0 | 0 | 0 | 0 | 0 | 0 | 0
2103 | 5007 | 0 | 0.54213 | 0 | 99999 | 99999 | 99999 | 1 | 0 | 1 | -360 | 360 | 0 | 0 | 0 | 0 | 0 | 0 | 0 | 0
2103 | 2115 | 0 | 0.64985 | 0 | 99999 | 99999 | 99999 | 1 | 0 | 1 | -360 | 360 | 0 | 0 | 0 | 0 | 0 | 0 | 0 | 0
2103 | 5084 | 0 | 0.2378 | 0 | 99999 | 99999 | 99999 | 1 | 0 | 1 | -360 | 360 | 0 | 0 | 0 | 0 | 0 | 0 | 0 | 0
2115 | 8129 | 0 | 0.15673 | 0 | 99999 | 99999 | 99999 | 1 | 0 | 1 | -360 | 360 | 0 | 0 | 0 | 0 | 0 | 0 | 0 | 0
2115 | 5351 | 0 | 0.74086 | 0 | 99999 | 99999 | 99999 | 1 | 0 | 1 | -360 | 360 | 0 | 0 | 0 | 0 | 0 | 0 | 0 | 0
3002 | 6199 | 0 | 0.46763 | 0 | 99999 | 99999 | 99999 | 1 | 0 | 1 | -360 | 360 | 0 | 0 | 0 | 0 | 0 | 0 | 0 | 0
3002 | 6047 | 0 | 0.69677 | 0 | 99999 | 99999 | 99999 | 1 | 0 | 1 | -360 | 360 | 0 | 0 | 0 | 0 | 0 | 0 | 0 | 0
3002 | 6178 | 0 | 0.56979 | 0 | 99999 | 99999 | 99999 | 1 | 0 | 1 | -360 | 360 | 0 | 0 | 0 | 0 | 0 | 0 | 0 | 0
3006 | 5008 | 0 | 0.60595 | 0 | 99999 | 99999 | 99999 | 1 | 0 | 1 | -360 | 360 | 0 | 0 | 0 | 0 | 0 | 0 | 0 | 0
3006 | 3048 | 0 | 0.28006 | 0 | 99999 | 99999 | 99999 | 1 | 0 | 1 | -360 | 360 | 0 | 0 | 0 | 0 | 0 | 0 | 0 | 0
3045 | 3048 | 0 | 0.13551 | 0 | 99999 | 99999 | 99999 | 1 | 0 | 1 | -360 | 360 | 0 | 0 | 0 | 0 | 0 | 0 | 0 | 0
3045 | 3055 | 0 | 0.76812 | 0 | 99999 | 99999 | 99999 | 1 | 0 | 1 | -360 | 360 | 0 | 0 | 0 | 0 | 0 | 0 | 0 | 0
3048 | 5016 | 0 | 0.27666 | 0 | 99999 | 99999 | 99999 | 1 | 0 | 1 | -360 | 360 | 0 | 0 | 0 | 0 | 0 | 0 | 0 | 0
3048 | 5480 | 0 | 0.49992 | 0 | 99999 | 99999 | 99999 | 1 | 0 | 1 | -360 | 360 | 0 | 0 | 0 | 0 | 0 | 0 | 0 | 0
3048 | 5098 | 0 | 0.62823 | 0 | 99999 | 99999 | 99999 | 1 | 0 | 1 | -360 | 360 | 0 | 0 | 0 | 0 | 0 | 0 | 0 | 0
3048 | 5005 | 0 | 0.5127 | 0 | 99999 | 99999 | 99999 | 1 | 0 | 1 | -360 | 360 | 0 | 0 | 0 | 0 | 0 | 0 | 0 | 0
3048 | 8070 | 0 | 0.48394 | 0 | 99999 | 99999 | 99999 | 1 | 0 | 1 | -360 | 360 | 0 | 0 | 0 | 0 | 0 | 0 | 0 | 0
3048 | 5449 | 0 | 0.61683 | 0 | 99999 | 99999 | 99999 | 1 | 0 | 1 | -360 | 360 | 0 | 0 | 0 | 0 | 0 | 0 | 0 | 0
3048 | 5444 | 0 | 0.11991 | 0 | 99999 | 99999 | 99999 | 1 | 0 | 1 | -360 | 360 | 0 | 0 | 0 | 0 | 0 | 0 | 0 | 0
3048 | 5323 | 0 | 0.50175 | 0 | 99999 | 99999 | 99999 | 1 | 0 | 1 | -360 | 360 | 0 | 0 | 0 | 0 | 0 | 0 | 0 | 0
3048 | 5022 | 0 | 0.086259 | 0 | 99999 | 99999 | 99999 | 1 | 0 | 1 | -360 | 360 | 0 | 0 | 0 | 0 | 0 | 0 | 0 | 0
3048 | 5415 | 0 | 0.16717 | 0 | 99999 | 99999 | 99999 | 1 | 0 | 1 | -360 | 360 | 0 | 0 | 0 | 0 | 0 | 0 | 0 | 0
3048 | 5008 | 0 | 0.11982 | 0 | 99999 | 99999 | 99999 | 1 | 0 | 1 | -360 | 360 | 0 | 0 | 0 | 0 | 0 | 0 | 0 | 0
3048 | 5385 | 0 | 0.39899 | 0 | 99999 | 99999 | 99999 | 1 | 0 | 1 | -360 | 360 | 0 | 0 | 0 | 0 | 0 | 0 | 0 | 0
3048 | 5364 | 0 | 0.20559 | 0 | 99999 | 99999 | 99999 | 1 | 0 | 1 | -360 | 360 | 0 | 0 | 0 | 0 | 0 | 0 | 0 | 0
3048 | 5360 | 0 | 0.63449 | 0 | 99999 | 99999 | 99999 | 1 | 0 | 1 | -360 | 360 | 0 | 0 | 0 | 0 | 0 | 0 | 0 | 0
3048 | 5351 | 0 | 0.74842 | 0 | 99999 | 99999 | 99999 | 1 | 0 | 1 | -360 | 360 | 0 | 0 | 0 | 0 | 0 | 0 | 0 | 0
3048 | 5007 | 0 | 0.55602 | 0 | 99999 | 99999 | 99999 | 1 | 0 | 1 | -360 | 360 | 0 | 0 | 0 | 0 | 0 | 0 | 0 | 0
3048 | 5206 | 0 | 0.29406 | 0 | 99999 | 99999 | 99999 | 1 | 0 | 1 | -360 | 360 | 0 | 0 | 0 | 0 | 0 | 0 | 0 | 0
3048 | 5067 | 0 | 0.53608 | 0 | 99999 | 99999 | 99999 | 1 | 0 | 1 | -360 | 360 | 0 | 0 | 0 | 0 | 0 | 0 | 0 | 0
3048 | 5057 | 0 | 0.11843 | 0 | 99999 | 99999 | 99999 | 1 | 0 | 1 | -360 | 360 | 0 | 0 | 0 | 0 | 0 | 0 | 0 | 0
3048 | 5319 | 0 | 0.18924 | 0 | 99999 | 99999 | 99999 | 1 | 0 | 1 | -360 | 360 | 0 | 0 | 0 | 0 | 0 | 0 | 0 | 0
3048 | 6349 | 0 | 0.16396 | 0 | 99999 | 99999 | 99999 | 1 | 0 | 1 | -360 | 360 | 0 | 0 | 0 | 0 | 0 | 0 | 0 | 0
3048 | 5281 | 0 | 0.56067 | 0 | 99999 | 99999 | 99999 | 1 | 0 | 1 | -360 | 360 | 0 | 0 | 0 | 0 | 0 | 0 | 0 | 0
3048 | 5193 | 0 | 0.42412 | 0 | 99999 | 99999 | 99999 | 1 | 0 | 1 | -360 | 360 | 0 | 0 | 0 | 0 | 0 | 0 | 0 | 0
3048 | 5262 | 0 | 0.052807 | 0 | 99999 | 99999 | 99999 | 1 | 0 | 1 | -360 | 360 | 0 | 0 | 0 | 0 | 0 | 0 | 0 | 0
3048 | 5048 | 0 | 0.70254 | 0 | 99999 | 99999 | 99999 | 1 | 0 | 1 | -360 | 360 | 0 | 0 | 0 | 0 | 0 | 0 | 0 | 0
3048 | 6214 | 0 | 0.57575 | 0 | 99999 | 99999 | 99999 | 1 | 0 | 1 | -360 | 360 | 0 | 0 | 0 | 0 | 0 | 0 | 0 | 0
3048 | 6111 | 0 | 0.72014 | 0 | 99999 | 99999 | 99999 | 1 | 0 | 1 | -360 | 360 | 0 | 0 | 0 | 0 | 0 | 0 | 0 | 0
3048 | 3060 | 0 | 0.40475 | 0 | 99999 | 99999 | 99999 | 1 | 0 | 1 | -360 | 360 | 0 | 0 | 0 | 0 | 0 | 0 | 0 | 0
3048 | 3055 | 0 | 0.092783 | 0 | 99999 | 99999 | 99999 | 1 | 0 | 1 | -360 | 360 | 0 | 0 | 0 | 0 | 0 | 0 | 0 | 0
3051 | 4015 | 0 | 0.42006 | 0 | 99999 | 99999 | 99999 | 1 | 0 | 1 | -360 | 360 | 0 | 0 | 0 | 0 | 0 | 0 | 0 | 0
3055 | 5008 | 0 | 0.64467 | 0 | 99999 | 99999 | 99999 | 1 | 0 | 1 | -360 | 360 | 0 | 0 | 0 | 0 | 0 | 0 | 0 | 0
4002 | 4015 | 0 | 0.46394 | 0 | 99999 | 99999 | 99999 | 1 | 0 | 1 | -360 | 360 | 0 | 0 | 0 | 0 | 0 | 0 | 0 | 0
4005 | 4147 | 0 | 0.37755 | 0 | 99999 | 99999 | 99999 | 1 | 0 | 1 | -360 | 360 | 0 | 0 | 0 | 0 | 0 | 0 | 0 | 0
4005 | 4190 | 0 | 0.095314 | 0 | 99999 | 99999 | 99999 | 1 | 0 | 1 | -360 | 360 | 0 | 0 | 0 | 0 | 0 | 0 | 0 | 0
4005 | 4015 | 0 | 0.25311 | 0 | 99999 | 99999 | 99999 | 1 | 0 | 1 | -360 | 360 | 0 | 0 | 0 | 0 | 0 | 0 | 0 | 0
4007 | 4088 | 0 | 0.030306 | 0 | 99999 | 99999 | 99999 | 1 | 0 | 1 | -360 | 360 | 0 | 0 | 0 | 0 | 0 | 0 | 0 | 0
4007 | 4103 | 0 | 0.71263 | 0 | 99999 | 99999 | 99999 | 1 | 0 | 1 | -360 | 360 | 0 | 0 | 0 | 0 | 0 | 0 | 0 | 0
4007 | 4171 | 0 | 0.55991 | 0 | 99999 | 99999 | 99999 | 1 | 0 | 1 | -360 | 360 | 0 | 0 | 0 | 0 | 0 | 0 | 0 | 0
4007 | 4040 | 0 | 0.37586 | 0 | 99999 | 99999 | 99999 | 1 | 0 | 1 | -360 | 360 | 0 | 0 | 0 | 0 | 0 | 0 | 0 | 0
4007 | 4019 | 0 | 0.64922 | 0 | 99999 | 99999 | 99999 | 1 | 0 | 1 | -360 | 360 | 0 | 0 | 0 | 0 | 0 | 0 | 0 | 0
4010 | 4067 | 0 | 0.64624 | 0 | 99999 | 99999 | 99999 | 1 | 0 | 1 | -360 | 360 | 0 | 0 | 0 | 0 | 0 | 0 | 0 | 0
4010 | 4017 | 0 | 0.51414 | 0 | 99999 | 99999 | 99999 | 1 | 0 | 1 | -360 | 360 | 0 | 0 | 0 | 0 | 0 | 0 | 0 | 0
4010 | 4085 | 0 | 0.61537 | 0 | 99999 | 99999 | 99999 | 1 | 0 | 1 | -360 | 360 | 0 | 0 | 0 | 0 | 0 | 0 | 0 | 0
4010 | 4040 | 0 | 0.378 | 0 | 99999 | 99999 | 99999 | 1 | 0 | 1 | -360 | 360 | 0 | 0 | 0 | 0 | 0 | 0 | 0 | 0
4015 | 4147 | 0 | 0.71038 | 0 | 99999 | 99999 | 99999 | 1 | 0 | 1 | -360 | 360 | 0 | 0 | 0 | 0 | 0 | 0 | 0 | 0
4015 | 4190 | 0 | 0.41131 | 0 | 99999 | 99999 | 99999 | 1 | 0 | 1 | -360 | 360 | 0 | 0 | 0 | 0 | 0 | 0 | 0 | 0
4017 | 4071 | 0 | 0.60838 | 0 | 99999 | 99999 | 99999 | 1 | 0 | 1 | -360 | 360 | 0 | 0 | 0 | 0 | 0 | 0 | 0 | 0
4017 | 4085 | 0 | 0.09372 | 0 | 99999 | 99999 | 99999 | 1 | 0 | 1 | -360 | 360 | 0 | 0 | 0 | 0 | 0 | 0 | 0 | 0
4017 | 4040 | 0 | 0.25791 | 0 | 99999 | 99999 | 99999 | 1 | 0 | 1 | -360 | 360 | 0 | 0 | 0 | 0 | 0 | 0 | 0 | 0
4017 | 4193 | 0 | 0.43482 | 0 | 99999 | 99999 | 99999 | 1 | 0 | 1 | -360 | 360 | 0 | 0 | 0 | 0 | 0 | 0 | 0 | 0
4017 | 7406 | 0 | 0.69105 | 0 | 99999 | 99999 | 99999 | 1 | 0 | 1 | -360 | 360 | 0 | 0 | 0 | 0 | 0 | 0 | 0 | 0
4017 | 4061 | 0 | 0.21014 | 0 | 99999 | 99999 | 99999 | 1 | 0 | 1 | -360 | 360 | 0 | 0 | 0 | 0 | 0 | 0 | 0 | 0
4017 | 4030 | 0 | 0.58334 | 0 | 99999 | 99999 | 99999 | 1 | 0 | 1 | -360 | 360 | 0 | 0 | 0 | 0 | 0 | 0 | 0 | 0
4019 | 4103 | 0 | 0.5902 | 0 | 99999 | 99999 | 99999 | 1 | 0 | 1 | -360 | 360 | 0 | 0 | 0 | 0 | 0 | 0 | 0 | 0
4019 | 4171 | 0 | 0.46377 | 0 | 99999 | 99999 | 99999 | 1 | 0 | 1 | -360 | 360 | 0 | 0 | 0 | 0 | 0 | 0 | 0 | 0
4030 | 7406 | 0 | 0.052362 | 0 | 99999 | 99999 | 99999 | 1 | 0 | 1 | -360 | 360 | 0 | 0 | 0 | 0 | 0 | 0 | 0 | 0
4030 | 7001 | 0 | 0.41761 | 0 | 99999 | 99999 | 99999 | 1 | 0 | 1 | -360 | 360 | 0 | 0 | 0 | 0 | 0 | 0 | 0 | 0
4030 | 6078 | 0 | 0.71126 | 0 | 99999 | 99999 | 99999 | 1 | 0 | 1 | -360 | 360 | 0 | 0 | 0 | 0 | 0 | 0 | 0 | 0
4040 | 4042 | 0 | 0.03745 | 0 | 99999 | 99999 | 99999 | 1 | 0 | 1 | -360 | 360 | 0 | 0 | 0 | 0 | 0 | 0 | 0 | 0
4040 | 4067 | 0 | 0.67415 | 0 | 99999 | 99999 | 99999 | 1 | 0 | 1 | -360 | 360 | 0 | 0 | 0 | 0 | 0 | 0 | 0 | 0
4040 | 4071 | 0 | 0.32523 | 0 | 99999 | 99999 | 99999 | 1 | 0 | 1 | -360 | 360 | 0 | 0 | 0 | 0 | 0 | 0 | 0 | 0
4040 | 4085 | 0 | 0.25314 | 0 | 99999 | 99999 | 99999 | 1 | 0 | 1 | -360 | 360 | 0 | 0 | 0 | 0 | 0 | 0 | 0 | 0
4040 | 4193 | 0 | 0.12456 | 0 | 99999 | 99999 | 99999 | 1 | 0 | 1 | -360 | 360 | 0 | 0 | 0 | 0 | 0 | 0 | 0 | 0
4040 | 4147 | 0 | 0.14237 | 0 | 99999 | 99999 | 99999 | 1 | 0 | 1 | -360 | 360 | 0 | 0 | 0 | 0 | 0 | 0 | 0 | 0
4040 | 4190 | 0 | 0.66736 | 0 | 99999 | 99999 | 99999 | 1 | 0 | 1 | -360 | 360 | 0 | 0 | 0 | 0 | 0 | 0 | 0 | 0
4042 | 4122 | 0 | 0.18442 | 0 | 99999 | 99999 | 99999 | 1 | 0 | 1 | -360 | 360 | 0 | 0 | 0 | 0 | 0 | 0 | 0 | 0
4042 | 4066 | 0 | 0.021054 | 0 | 99999 | 99999 | 99999 | 1 | 0 | 1 | -360 | 360 | 0 | 0 | 0 | 0 | 0 | 0 | 0 | 0
4042 | 4193 | 0 | 0.39862 | 0 | 99999 | 99999 | 99999 | 1 | 0 | 1 | -360 | 360 | 0 | 0 | 0 | 0 | 0 | 0 | 0 | 0
4042 | 4147 | 0 | 0.5261 | 0 | 99999 | 99999 | 99999 | 1 | 0 | 1 | -360 | 360 | 0 | 0 | 0 | 0 | 0 | 0 | 0 | 0
4061 | 4085 | 0 | 0.59321 | 0 | 99999 | 99999 | 99999 | 1 | 0 | 1 | -360 | 360 | 0 | 0 | 0 | 0 | 0 | 0 | 0 | 0
4066 | 4122 | 0 | 0.18776 | 0 | 99999 | 99999 | 99999 | 1 | 0 | 1 | -360 | 360 | 0 | 0 | 0 | 0 | 0 | 0 | 0 | 0
4066 | 4103 | 0 | 0.13794 | 0 | 99999 | 99999 | 99999 | 1 | 0 | 1 | -360 | 360 | 0 | 0 | 0 | 0 | 0 | 0 | 0 | 0
4066 | 4067 | 0 | 0.32056 | 0 | 99999 | 99999 | 99999 | 1 | 0 | 1 | -360 | 360 | 0 | 0 | 0 | 0 | 0 | 0 | 0 | 0
4067 | 4122 | 0 | 0.26938 | 0 | 99999 | 99999 | 99999 | 1 | 0 | 1 | -360 | 360 | 0 | 0 | 0 | 0 | 0 | 0 | 0 | 0
4067 | 4103 | 0 | 0.3609 | 0 | 99999 | 99999 | 99999 | 1 | 0 | 1 | -360 | 360 | 0 | 0 | 0 | 0 | 0 | 0 | 0 | 0
4067 | 4071 | 0 | 0.2176 | 0 | 99999 | 99999 | 99999 | 1 | 0 | 1 | -360 | 360 | 0 | 0 | 0 | 0 | 0 | 0 | 0 | 0
4067 | 4171 | 0 | 0.42758 | 0 | 99999 | 99999 | 99999 | 1 | 0 | 1 | -360 | 360 | 0 | 0 | 0 | 0 | 0 | 0 | 0 | 0
4067 | 4085 | 0 | 0.6588 | 0 | 99999 | 99999 | 99999 | 1 | 0 | 1 | -360 | 360 | 0 | 0 | 0 | 0 | 0 | 0 | 0 | 0
4067 | 4193 | 0 | 0.55103 | 0 | 99999 | 99999 | 99999 | 1 | 0 | 1 | -360 | 360 | 0 | 0 | 0 | 0 | 0 | 0 | 0 | 0
4071 | 4171 | 0 | 0.744 | 0 | 99999 | 99999 | 99999 | 1 | 0 | 1 | -360 | 360 | 0 | 0 | 0 | 0 | 0 | 0 | 0 | 0
4071 | 4085 | 0 | 0.43793 | 0 | 99999 | 99999 | 99999 | 1 | 0 | 1 | -360 | 360 | 0 | 0 | 0 | 0 | 0 | 0 | 0 | 0
4071 | 4193 | 0 | 0.048619 | 0 | 99999 | 99999 | 99999 | 1 | 0 | 1 | -360 | 360 | 0 | 0 | 0 | 0 | 0 | 0 | 0 | 0
4079 | 4122 | 0 | 0.022456 | 0 | 99999 | 99999 | 99999 | 1 | 0 | 1 | -360 | 360 | 0 | 0 | 0 | 0 | 0 | 0 | 0 | 0
4085 | 4193 | 0 | 0.31807 | 0 | 99999 | 99999 | 99999 | 1 | 0 | 1 | -360 | 360 | 0 | 0 | 0 | 0 | 0 | 0 | 0 | 0
4103 | 4171 | 0 | 0.50612 | 0 | 99999 | 99999 | 99999 | 1 | 0 | 1 | -360 | 360 | 0 | 0 | 0 | 0 | 0 | 0 | 0 | 0
4147 | 7406 | 0 | 0.64273 | 0 | 99999 | 99999 | 99999 | 1 | 0 | 1 | -360 | 360 | 0 | 0 | 0 | 0 | 0 | 0 | 0 | 0
4147 | 4190 | 0 | 0.035017 | 0 | 99999 | 99999 | 99999 | 1 | 0 | 1 | -360 | 360 | 0 | 0 | 0 | 0 | 0 | 0 | 0 | 0
4171 | 4193 | 0 | 0.046935 | 0 | 99999 | 99999 | 99999 | 1 | 0 | 1 | -360 | 360 | 0 | 0 | 0 | 0 | 0 | 0 | 0 | 0
5003 | 5250 | 0 | 0.028451 | 0 | 99999 | 99999 | 99999 | 1 | 0 | 1 | -360 | 360 | 0 | 0 | 0 | 0 | 0 | 0 | 0 | 0
5003 | 5335 | 0 | 0.4804 | 0 | 99999 | 99999 | 99999 | 1 | 0 | 1 | -360 | 360 | 0 | 0 | 0 | 0 | 0 | 0 | 0 | 0
5003 | 5103 | 0 | 0.068117 | 0 | 99999 | 99999 | 99999 | 1 | 0 | 1 | -360 | 360 | 0 | 0 | 0 | 0 | 0 | 0 | 0 | 0
5003 | 5224 | 0 | 0.31992 | 0 | 99999 | 99999 | 99999 | 1 | 0 | 1 | -360 | 360 | 0 | 0 | 0 | 0 | 0 | 0 | 0 | 0
5003 | 5203 | 0 | 0.11879 | 0 | 99999 | 99999 | 99999 | 1 | 0 | 1 | -360 | 360 | 0 | 0 | 0 | 0 | 0 | 0 | 0 | 0
5003 | 5126 | 0 | 0.1151 | 0 | 99999 | 99999 | 99999 | 1 | 0 | 1 | -360 | 360 | 0 | 0 | 0 | 0 | 0 | 0 | 0 | 0
5004 | 5444 | 0 | 0.69885 | 0 | 99999 | 99999 | 99999 | 1 | 0 | 1 | -360 | 360 | 0 | 0 | 0 | 0 | 0 | 0 | 0 | 0
5004 | 5385 | 0 | 0.63648 | 0 | 99999 | 99999 | 99999 | 1 | 0 | 1 | -360 | 360 | 0 | 0 | 0 | 0 | 0 | 0 | 0 | 0
5004 | 5011 | 0 | 0.32042 | 0 | 99999 | 99999 | 99999 | 1 | 0 | 1 | -360 | 360 | 0 | 0 | 0 | 0 | 0 | 0 | 0 | 0
5005 | 5008 | 0 | 0.51189 | 0 | 99999 | 99999 | 99999 | 1 | 0 | 1 | -360 | 360 | 0 | 0 | 0 | 0 | 0 | 0 | 0 | 0
5007 | 5016 | 0 | 0.1233 | 0 | 99999 | 99999 | 99999 | 1 | 0 | 1 | -360 | 360 | 0 | 0 | 0 | 0 | 0 | 0 | 0 | 0
5007 | 5480 | 0 | 0.74511 | 0 | 99999 | 99999 | 99999 | 1 | 0 | 1 | -360 | 360 | 0 | 0 | 0 | 0 | 0 | 0 | 0 | 0
5007 | 5463 | 0 | 0.49697 | 0 | 99999 | 99999 | 99999 | 1 | 0 | 1 | -360 | 360 | 0 | 0 | 0 | 0 | 0 | 0 | 0 | 0
5007 | 5465 | 0 | 0.14393 | 0 | 99999 | 99999 | 99999 | 1 | 0 | 1 | -360 | 360 | 0 | 0 | 0 | 0 | 0 | 0 | 0 | 0
5007 | 5449 | 0 | 0.57514 | 0 | 99999 | 99999 | 99999 | 1 | 0 | 1 | -360 | 360 | 0 | 0 | 0 | 0 | 0 | 0 | 0 | 0
5007 | 5444 | 0 | 0.38472 | 0 | 99999 | 99999 | 99999 | 1 | 0 | 1 | -360 | 360 | 0 | 0 | 0 | 0 | 0 | 0 | 0 | 0
5007 | 5323 | 0 | 0.38595 | 0 | 99999 | 99999 | 99999 | 1 | 0 | 1 | -360 | 360 | 0 | 0 | 0 | 0 | 0 | 0 | 0 | 0
5007 | 5291 | 0 | 0.22424 | 0 | 99999 | 99999 | 99999 | 1 | 0 | 1 | -360 | 360 | 0 | 0 | 0 | 0 | 0 | 0 | 0 | 0
5007 | 5245 | 0 | 0.3035 | 0 | 99999 | 99999 | 99999 | 1 | 0 | 1 | -360 | 360 | 0 | 0 | 0 | 0 | 0 | 0 | 0 | 0
5007 | 5022 | 0 | 0.44661 | 0 | 99999 | 99999 | 99999 | 1 | 0 | 1 | -360 | 360 | 0 | 0 | 0 | 0 | 0 | 0 | 0 | 0
5007 | 5335 | 0 | 0.48163 | 0 | 99999 | 99999 | 99999 | 1 | 0 | 1 | -360 | 360 | 0 | 0 | 0 | 0 | 0 | 0 | 0 | 0
5007 | 5385 | 0 | 0.27427 | 0 | 99999 | 99999 | 99999 | 1 | 0 | 1 | -360 | 360 | 0 | 0 | 0 | 0 | 0 | 0 | 0 | 0
5007 | 5364 | 0 | 0.22575 | 0 | 99999 | 99999 | 99999 | 1 | 0 | 1 | -360 | 360 | 0 | 0 | 0 | 0 | 0 | 0 | 0 | 0
5007 | 5351 | 0 | 0.29499 | 0 | 99999 | 99999 | 99999 | 1 | 0 | 1 | -360 | 360 | 0 | 0 | 0 | 0 | 0 | 0 | 0 | 0
5007 | 5307 | 0 | 0.45305 | 0 | 99999 | 99999 | 99999 | 1 | 0 | 1 | -360 | 360 | 0 | 0 | 0 | 0 | 0 | 0 | 0 | 0
5007 | 5422 | 0 | 0.17188 | 0 | 99999 | 99999 | 99999 | 1 | 0 | 1 | -360 | 360 | 0 | 0 | 0 | 0 | 0 | 0 | 0 | 0
5007 | 5305 | 0 | 0.53486 | 0 | 99999 | 99999 | 99999 | 1 | 0 | 1 | -360 | 360 | 0 | 0 | 0 | 0 | 0 | 0 | 0 | 0
5007 | 5103 | 0 | 0.24386 | 0 | 99999 | 99999 | 99999 | 1 | 0 | 1 | -360 | 360 | 0 | 0 | 0 | 0 | 0 | 0 | 0 | 0
5007 | 5234 | 0 | 0.40885 | 0 | 99999 | 99999 | 99999 | 1 | 0 | 1 | -360 | 360 | 0 | 0 | 0 | 0 | 0 | 0 | 0 | 0
5007 | 5224 | 0 | 0.75578 | 0 | 99999 | 99999 | 99999 | 1 | 0 | 1 | -360 | 360 | 0 | 0 | 0 | 0 | 0 | 0 | 0 | 0
5007 | 5206 | 0 | 0.40549 | 0 | 99999 | 99999 | 99999 | 1 | 0 | 1 | -360 | 360 | 0 | 0 | 0 | 0 | 0 | 0 | 0 | 0
5007 | 5067 | 0 | 0.48705 | 0 | 99999 | 99999 | 99999 | 1 | 0 | 1 | -360 | 360 | 0 | 0 | 0 | 0 | 0 | 0 | 0 | 0
5007 | 5057 | 0 | 0.60732 | 0 | 99999 | 99999 | 99999 | 1 | 0 | 1 | -360 | 360 | 0 | 0 | 0 | 0 | 0 | 0 | 0 | 0
5007 | 5084 | 0 | 0.40646 | 0 | 99999 | 99999 | 99999 | 1 | 0 | 1 | -360 | 360 | 0 | 0 | 0 | 0 | 0 | 0 | 0 | 0
5007 | 5203 | 0 | 0.28162 | 0 | 99999 | 99999 | 99999 | 1 | 0 | 1 | -360 | 360 | 0 | 0 | 0 | 0 | 0 | 0 | 0 | 0
5010 | 5305 | 0 | 0.010658 | 0 | 99999 | 99999 | 99999 | 1 | 0 | 1 | -360 | 360 | 0 | 0 | 0 | 0 | 0 | 0 | 0 | 0
5010 | 5412 | 0 | 0.034058 | 0 | 99999 | 99999 | 99999 | 1 | 0 | 1 | -360 | 360 | 0 | 0 | 0 | 0 | 0 | 0 | 0 | 0
5010 | 5351 | 0 | 0.11747 | 0 | 99999 | 99999 | 99999 | 1 | 0 | 1 | -360 | 360 | 0 | 0 | 0 | 0 | 0 | 0 | 0 | 0
5010 | 5126 | 0 | 0.030065 | 0 | 99999 | 99999 | 99999 | 1 | 0 | 1 | -360 | 360 | 0 | 0 | 0 | 0 | 0 | 0 | 0 | 0
5010 | 5161 | 0 | 0.056432 | 0 | 99999 | 99999 | 99999 | 1 | 0 | 1 | -360 | 360 | 0 | 0 | 0 | 0 | 0 | 0 | 0 | 0
5010 | 5053 | 0 | 0.086033 | 0 | 99999 | 99999 | 99999 | 1 | 0 | 1 | -360 | 360 | 0 | 0 | 0 | 0 | 0 | 0 | 0 | 0
5010 | 5084 | 0 | 0.072672 | 0 | 99999 | 99999 | 99999 | 1 | 0 | 1 | -360 | 360 | 0 | 0 | 0 | 0 | 0 | 0 | 0 | 0
5011 | 8001 | 0 | 0.38142 | 0 | 99999 | 99999 | 99999 | 1 | 0 | 1 | -360 | 360 | 0 | 0 | 0 | 0 | 0 | 0 | 0 | 0
5011 | 8087 | 0 | 0.32171 | 0 | 99999 | 99999 | 99999 | 1 | 0 | 1 | -360 | 360 | 0 | 0 | 0 | 0 | 0 | 0 | 0 | 0
5016 | 5480 | 0 | 0.15519 | 0 | 99999 | 99999 | 99999 | 1 | 0 | 1 | -360 | 360 | 0 | 0 | 0 | 0 | 0 | 0 | 0 | 0
5016 | 5463 | 0 | 0.17201 | 0 | 99999 | 99999 | 99999 | 1 | 0 | 1 | -360 | 360 | 0 | 0 | 0 | 0 | 0 | 0 | 0 | 0
5016 | 5098 | 0 | 0.64544 | 0 | 99999 | 99999 | 99999 | 1 | 0 | 1 | -360 | 360 | 0 | 0 | 0 | 0 | 0 | 0 | 0 | 0
5016 | 5465 | 0 | 0.26354 | 0 | 99999 | 99999 | 99999 | 1 | 0 | 1 | -360 | 360 | 0 | 0 | 0 | 0 | 0 | 0 | 0 | 0
5016 | 5449 | 0 | 0.18903 | 0 | 99999 | 99999 | 99999 | 1 | 0 | 1 | -360 | 360 | 0 | 0 | 0 | 0 | 0 | 0 | 0 | 0
5016 | 5444 | 0 | 0.24629 | 0 | 99999 | 99999 | 99999 | 1 | 0 | 1 | -360 | 360 | 0 | 0 | 0 | 0 | 0 | 0 | 0 | 0
5016 | 5379 | 0 | 0.034105 | 0 | 99999 | 99999 | 99999 | 1 | 0 | 1 | -360 | 360 | 0 | 0 | 0 | 0 | 0 | 0 | 0 | 0
5016 | 5323 | 0 | 0.11837 | 0 | 99999 | 99999 | 99999 | 1 | 0 | 1 | -360 | 360 | 0 | 0 | 0 | 0 | 0 | 0 | 0 | 0
5016 | 5440 | 0 | 0.20567 | 0 | 99999 | 99999 | 99999 | 1 | 0 | 1 | -360 | 360 | 0 | 0 | 0 | 0 | 0 | 0 | 0 | 0
5016 | 5291 | 0 | 0.10396 | 0 | 99999 | 99999 | 99999 | 1 | 0 | 1 | -360 | 360 | 0 | 0 | 0 | 0 | 0 | 0 | 0 | 0
5016 | 5447 | 0 | 0.25664 | 0 | 99999 | 99999 | 99999 | 1 | 0 | 1 | -360 | 360 | 0 | 0 | 0 | 0 | 0 | 0 | 0 | 0
5016 | 5441 | 0 | 0.39617 | 0 | 99999 | 99999 | 99999 | 1 | 0 | 1 | -360 | 360 | 0 | 0 | 0 | 0 | 0 | 0 | 0 | 0
5016 | 5373 | 0 | 0.099476 | 0 | 99999 | 99999 | 99999 | 1 | 0 | 1 | -360 | 360 | 0 | 0 | 0 | 0 | 0 | 0 | 0 | 0
5016 | 5245 | 0 | 0.048062 | 0 | 99999 | 99999 | 99999 | 1 | 0 | 1 | -360 | 360 | 0 | 0 | 0 | 0 | 0 | 0 | 0 | 0
5016 | 5022 | 0 | 0.12945 | 0 | 99999 | 99999 | 99999 | 1 | 0 | 1 | -360 | 360 | 0 | 0 | 0 | 0 | 0 | 0 | 0 | 0
5016 | 5335 | 0 | 0.20276 | 0 | 99999 | 99999 | 99999 | 1 | 0 | 1 | -360 | 360 | 0 | 0 | 0 | 0 | 0 | 0 | 0 | 0
5016 | 5385 | 0 | 0.16128 | 0 | 99999 | 99999 | 99999 | 1 | 0 | 1 | -360 | 360 | 0 | 0 | 0 | 0 | 0 | 0 | 0 | 0
5016 | 5364 | 0 | 0.091572 | 0 | 99999 | 99999 | 99999 | 1 | 0 | 1 | -360 | 360 | 0 | 0 | 0 | 0 | 0 | 0 | 0 | 0
5016 | 5351 | 0 | 0.24114 | 0 | 99999 | 99999 | 99999 | 1 | 0 | 1 | -360 | 360 | 0 | 0 | 0 | 0 | 0 | 0 | 0 | 0
5016 | 5422 | 0 | 0.31639 | 0 | 99999 | 99999 | 99999 | 1 | 0 | 1 | -360 | 360 | 0 | 0 | 0 | 0 | 0 | 0 | 0 | 0
5016 | 5305 | 0 | 0.40967 | 0 | 99999 | 99999 | 99999 | 1 | 0 | 1 | -360 | 360 | 0 | 0 | 0 | 0 | 0 | 0 | 0 | 0
5016 | 5103 | 0 | 0.2486 | 0 | 99999 | 99999 | 99999 | 1 | 0 | 1 | -360 | 360 | 0 | 0 | 0 | 0 | 0 | 0 | 0 | 0
5016 | 5302 | 0 | 0.76817 | 0 | 99999 | 99999 | 99999 | 1 | 0 | 1 | -360 | 360 | 0 | 0 | 0 | 0 | 0 | 0 | 0 | 0
5016 | 5206 | 0 | 0.26061 | 0 | 99999 | 99999 | 99999 | 1 | 0 | 1 | -360 | 360 | 0 | 0 | 0 | 0 | 0 | 0 | 0 | 0
5016 | 5067 | 0 | 0.11444 | 0 | 99999 | 99999 | 99999 | 1 | 0 | 1 | -360 | 360 | 0 | 0 | 0 | 0 | 0 | 0 | 0 | 0
5016 | 5057 | 0 | 0.38893 | 0 | 99999 | 99999 | 99999 | 1 | 0 | 1 | -360 | 360 | 0 | 0 | 0 | 0 | 0 | 0 | 0 | 0
5016 | 5084 | 0 | 0.4432 | 0 | 99999 | 99999 | 99999 | 1 | 0 | 1 | -360 | 360 | 0 | 0 | 0 | 0 | 0 | 0 | 0 | 0
5016 | 5262 | 0 | 0.32385 | 0 | 99999 | 99999 | 99999 | 1 | 0 | 1 | -360 | 360 | 0 | 0 | 0 | 0 | 0 | 0 | 0 | 0
5022 | 5030 | 0 | 0.047647 | 0 | 99999 | 99999 | 99999 | 1 | 0 | 1 | -360 | 360 | 0 | 0 | 0 | 0 | 0 | 0 | 0 | 0
5022 | 5291 | 0 | 0.033172 | 0 | 99999 | 99999 | 99999 | 1 | 0 | 1 | -360 | 360 | 0 | 0 | 0 | 0 | 0 | 0 | 0 | 0
5022 | 5480 | 0 | 0.088563 | 0 | 99999 | 99999 | 99999 | 1 | 0 | 1 | -360 | 360 | 0 | 0 | 0 | 0 | 0 | 0 | 0 | 0
5022 | 5098 | 0 | 0.47144 | 0 | 99999 | 99999 | 99999 | 1 | 0 | 1 | -360 | 360 | 0 | 0 | 0 | 0 | 0 | 0 | 0 | 0
5022 | 5465 | 0 | 0.65869 | 0 | 99999 | 99999 | 99999 | 1 | 0 | 1 | -360 | 360 | 0 | 0 | 0 | 0 | 0 | 0 | 0 | 0
5022 | 5449 | 0 | 0.14978 | 0 | 99999 | 99999 | 99999 | 1 | 0 | 1 | -360 | 360 | 0 | 0 | 0 | 0 | 0 | 0 | 0 | 0
5022 | 5444 | 0 | 0.15208 | 0 | 99999 | 99999 | 99999 | 1 | 0 | 1 | -360 | 360 | 0 | 0 | 0 | 0 | 0 | 0 | 0 | 0
5022 | 5379 | 0 | 0.28386 | 0 | 99999 | 99999 | 99999 | 1 | 0 | 1 | -360 | 360 | 0 | 0 | 0 | 0 | 0 | 0 | 0 | 0
5022 | 5323 | 0 | 0.16458 | 0 | 99999 | 99999 | 99999 | 1 | 0 | 1 | -360 | 360 | 0 | 0 | 0 | 0 | 0 | 0 | 0 | 0
5022 | 5440 | 0 | 0.41148 | 0 | 99999 | 99999 | 99999 | 1 | 0 | 1 | -360 | 360 | 0 | 0 | 0 | 0 | 0 | 0 | 0 | 0
5022 | 5447 | 0 | 0.49188 | 0 | 99999 | 99999 | 99999 | 1 | 0 | 1 | -360 | 360 | 0 | 0 | 0 | 0 | 0 | 0 | 0 | 0
5022 | 5441 | 0 | 0.5167 | 0 | 99999 | 99999 | 99999 | 1 | 0 | 1 | -360 | 360 | 0 | 0 | 0 | 0 | 0 | 0 | 0 | 0
5022 | 5415 | 0 | 0.29812 | 0 | 99999 | 99999 | 99999 | 1 | 0 | 1 | -360 | 360 | 0 | 0 | 0 | 0 | 0 | 0 | 0 | 0
5022 | 5385 | 0 | 0.20493 | 0 | 99999 | 99999 | 99999 | 1 | 0 | 1 | -360 | 360 | 0 | 0 | 0 | 0 | 0 | 0 | 0 | 0
5022 | 5364 | 0 | 0.23533 | 0 | 99999 | 99999 | 99999 | 1 | 0 | 1 | -360 | 360 | 0 | 0 | 0 | 0 | 0 | 0 | 0 | 0
5022 | 5351 | 0 | 0.29452 | 0 | 99999 | 99999 | 99999 | 1 | 0 | 1 | -360 | 360 | 0 | 0 | 0 | 0 | 0 | 0 | 0 | 0
5022 | 5103 | 0 | 0.52279 | 0 | 99999 | 99999 | 99999 | 1 | 0 | 1 | -360 | 360 | 0 | 0 | 0 | 0 | 0 | 0 | 0 | 0
5022 | 5206 | 0 | 0.43036 | 0 | 99999 | 99999 | 99999 | 1 | 0 | 1 | -360 | 360 | 0 | 0 | 0 | 0 | 0 | 0 | 0 | 0
5022 | 5067 | 0 | 0.27384 | 0 | 99999 | 99999 | 99999 | 1 | 0 | 1 | -360 | 360 | 0 | 0 | 0 | 0 | 0 | 0 | 0 | 0
5022 | 5057 | 0 | 0.28141 | 0 | 99999 | 99999 | 99999 | 1 | 0 | 1 | -360 | 360 | 0 | 0 | 0 | 0 | 0 | 0 | 0 | 0
5022 | 5319 | 0 | 0.18588 | 0 | 99999 | 99999 | 99999 | 1 | 0 | 1 | -360 | 360 | 0 | 0 | 0 | 0 | 0 | 0 | 0 | 0
5022 | 5262 | 0 | 0.078606 | 0 | 99999 | 99999 | 99999 | 1 | 0 | 1 | -360 | 360 | 0 | 0 | 0 | 0 | 0 | 0 | 0 | 0
5030 | 5291 | 0 | 0.10493 | 0 | 99999 | 99999 | 99999 | 1 | 0 | 1 | -360 | 360 | 0 | 0 | 0 | 0 | 0 | 0 | 0 | 0
5037 | 5465 | 0 | 0.63616 | 0 | 99999 | 99999 | 99999 | 1 | 0 | 1 | -360 | 360 | 0 | 0 | 0 | 0 | 0 | 0 | 0 | 0
5037 | 5449 | 0 | 0.42052 | 0 | 99999 | 99999 | 99999 | 1 | 0 | 1 | -360 | 360 | 0 | 0 | 0 | 0 | 0 | 0 | 0 | 0
5037 | 5444 | 0 | 0.11868 | 0 | 99999 | 99999 | 99999 | 1 | 0 | 1 | -360 | 360 | 0 | 0 | 0 | 0 | 0 | 0 | 0 | 0
5037 | 5323 | 0 | 0.25944 | 0 | 99999 | 99999 | 99999 | 1 | 0 | 1 | -360 | 360 | 0 | 0 | 0 | 0 | 0 | 0 | 0 | 0
5037 | 5385 | 0 | 0.046133 | 0 | 99999 | 99999 | 99999 | 1 | 0 | 1 | -360 | 360 | 0 | 0 | 0 | 0 | 0 | 0 | 0 | 0
5037 | 5351 | 0 | 0.11732 | 0 | 99999 | 99999 | 99999 | 1 | 0 | 1 | -360 | 360 | 0 | 0 | 0 | 0 | 0 | 0 | 0 | 0
5037 | 5103 | 0 | 0.28375 | 0 | 99999 | 99999 | 99999 | 1 | 0 | 1 | -360 | 360 | 0 | 0 | 0 | 0 | 0 | 0 | 0 | 0
5037 | 5329 | 0 | 0.5545 | 0 | 99999 | 99999 | 99999 | 1 | 0 | 1 | -360 | 360 | 0 | 0 | 0 | 0 | 0 | 0 | 0 | 0
5037 | 5048 | 0 | 0.70706 | 0 | 99999 | 99999 | 99999 | 1 | 0 | 1 | -360 | 360 | 0 | 0 | 0 | 0 | 0 | 0 | 0 | 0
5048 | 5444 | 0 | 0.022306 | 0 | 99999 | 99999 | 99999 | 1 | 0 | 1 | -360 | 360 | 0 | 0 | 0 | 0 | 0 | 0 | 0 | 0
5048 | 5385 | 0 | 0.22946 | 0 | 99999 | 99999 | 99999 | 1 | 0 | 1 | -360 | 360 | 0 | 0 | 0 | 0 | 0 | 0 | 0 | 0
5048 | 5351 | 0 | 0.65038 | 0 | 99999 | 99999 | 99999 | 1 | 0 | 1 | -360 | 360 | 0 | 0 | 0 | 0 | 0 | 0 | 0 | 0
5048 | 5262 | 0 | 0.333 | 0 | 99999 | 99999 | 99999 | 1 | 0 | 1 | -360 | 360 | 0 | 0 | 0 | 0 | 0 | 0 | 0 | 0
5053 | 5203 | 0 | 0.034411 | 0 | 99999 | 99999 | 99999 | 1 | 0 | 1 | -360 | 360 | 0 | 0 | 0 | 0 | 0 | 0 | 0 | 0
5053 | 5103 | 0 | 0.01212 | 0 | 99999 | 99999 | 99999 | 1 | 0 | 1 | -360 | 360 | 0 | 0 | 0 | 0 | 0 | 0 | 0 | 0
5053 | 5126 | 0 | 0.42192 | 0 | 99999 | 99999 | 99999 | 1 | 0 | 1 | -360 | 360 | 0 | 0 | 0 | 0 | 0 | 0 | 0 | 0
5053 | 5084 | 0 | 0.0088894 | 0 | 99999 | 99999 | 99999 | 1 | 0 | 1 | -360 | 360 | 0 | 0 | 0 | 0 | 0 | 0 | 0 | 0
5057 | 5415 | 0 | 0.42213 | 0 | 99999 | 99999 | 99999 | 1 | 0 | 1 | -360 | 360 | 0 | 0 | 0 | 0 | 0 | 0 | 0 | 0
5057 | 5364 | 0 | 0.19295 | 0 | 99999 | 99999 | 99999 | 1 | 0 | 1 | -360 | 360 | 0 | 0 | 0 | 0 | 0 | 0 | 0 | 0
5057 | 5206 | 0 | 0.26235 | 0 | 99999 | 99999 | 99999 | 1 | 0 | 1 | -360 | 360 | 0 | 0 | 0 | 0 | 0 | 0 | 0 | 0
5057 | 5262 | 0 | 0.67522 | 0 | 99999 | 99999 | 99999 | 1 | 0 | 1 | -360 | 360 | 0 | 0 | 0 | 0 | 0 | 0 | 0 | 0
5067 | 5480 | 0 | 0.49798 | 0 | 99999 | 99999 | 99999 | 1 | 0 | 1 | -360 | 360 | 0 | 0 | 0 | 0 | 0 | 0 | 0 | 0
5067 | 5463 | 0 | 0.77933 | 0 | 99999 | 99999 | 99999 | 1 | 0 | 1 | -360 | 360 | 0 | 0 | 0 | 0 | 0 | 0 | 0 | 0
5067 | 5465 | 0 | 0.56467 | 0 | 99999 | 99999 | 99999 | 1 | 0 | 1 | -360 | 360 | 0 | 0 | 0 | 0 | 0 | 0 | 0 | 0
5067 | 5449 | 0 | 0.2418 | 0 | 99999 | 99999 | 99999 | 1 | 0 | 1 | -360 | 360 | 0 | 0 | 0 | 0 | 0 | 0 | 0 | 0
5067 | 5444 | 0 | 0.29314 | 0 | 99999 | 99999 | 99999 | 1 | 0 | 1 | -360 | 360 | 0 | 0 | 0 | 0 | 0 | 0 | 0 | 0
5067 | 5323 | 0 | 0.12325 | 0 | 99999 | 99999 | 99999 | 1 | 0 | 1 | -360 | 360 | 0 | 0 | 0 | 0 | 0 | 0 | 0 | 0
5067 | 5440 | 0 | 0.41227 | 0 | 99999 | 99999 | 99999 | 1 | 0 | 1 | -360 | 360 | 0 | 0 | 0 | 0 | 0 | 0 | 0 | 0
5067 | 5385 | 0 | 0.17605 | 0 | 99999 | 99999 | 99999 | 1 | 0 | 1 | -360 | 360 | 0 | 0 | 0 | 0 | 0 | 0 | 0 | 0
5067 | 5364 | 0 | 0.37632 | 0 | 99999 | 99999 | 99999 | 1 | 0 | 1 | -360 | 360 | 0 | 0 | 0 | 0 | 0 | 0 | 0 | 0
5067 | 5351 | 0 | 0.34285 | 0 | 99999 | 99999 | 99999 | 1 | 0 | 1 | -360 | 360 | 0 | 0 | 0 | 0 | 0 | 0 | 0 | 0
5067 | 5305 | 0 | 0.43432 | 0 | 99999 | 99999 | 99999 | 1 | 0 | 1 | -360 | 360 | 0 | 0 | 0 | 0 | 0 | 0 | 0 | 0
5067 | 5103 | 0 | 0.34826 | 0 | 99999 | 99999 | 99999 | 1 | 0 | 1 | -360 | 360 | 0 | 0 | 0 | 0 | 0 | 0 | 0 | 0
5067 | 5084 | 0 | 0.62234 | 0 | 99999 | 99999 | 99999 | 1 | 0 | 1 | -360 | 360 | 0 | 0 | 0 | 0 | 0 | 0 | 0 | 0
5067 | 5262 | 0 | 0.36329 | 0 | 99999 | 99999 | 99999 | 1 | 0 | 1 | -360 | 360 | 0 | 0 | 0 | 0 | 0 | 0 | 0 | 0
5084 | 5351 | 0 | 0.19525 | 0 | 99999 | 99999 | 99999 | 1 | 0 | 1 | -360 | 360 | 0 | 0 | 0 | 0 | 0 | 0 | 0 | 0
5084 | 5126 | 0 | 0.35245 | 0 | 99999 | 99999 | 99999 | 1 | 0 | 1 | -360 | 360 | 0 | 0 | 0 | 0 | 0 | 0 | 0 | 0
5084 | 5161 | 0 | 0.65286 | 0 | 99999 | 99999 | 99999 | 1 | 0 | 1 | -360 | 360 | 0 | 0 | 0 | 0 | 0 | 0 | 0 | 0
5084 | 8129 | 0 | 0.4444 | 0 | 99999 | 99999 | 99999 | 1 | 0 | 1 | -360 | 360 | 0 | 0 | 0 | 0 | 0 | 0 | 0 | 0
5084 | 5465 | 0 | 0.16864 | 0 | 99999 | 99999 | 99999 | 1 | 0 | 1 | -360 | 360 | 0 | 0 | 0 | 0 | 0 | 0 | 0 | 0
5084 | 5449 | 0 | 0.45597 | 0 | 99999 | 99999 | 99999 | 1 | 0 | 1 | -360 | 360 | 0 | 0 | 0 | 0 | 0 | 0 | 0 | 0
5084 | 5444 | 0 | 0.15109 | 0 | 99999 | 99999 | 99999 | 1 | 0 | 1 | -360 | 360 | 0 | 0 | 0 | 0 | 0 | 0 | 0 | 0
5084 | 5323 | 0 | 0.26052 | 0 | 99999 | 99999 | 99999 | 1 | 0 | 1 | -360 | 360 | 0 | 0 | 0 | 0 | 0 | 0 | 0 | 0
5084 | 5385 | 0 | 0.18125 | 0 | 99999 | 99999 | 99999 | 1 | 0 | 1 | -360 | 360 | 0 | 0 | 0 | 0 | 0 | 0 | 0 | 0
5084 | 5305 | 0 | 0.20178 | 0 | 99999 | 99999 | 99999 | 1 | 0 | 1 | -360 | 360 | 0 | 0 | 0 | 0 | 0 | 0 | 0 | 0
5084 | 5103 | 0 | 0.15409 | 0 | 99999 | 99999 | 99999 | 1 | 0 | 1 | -360 | 360 | 0 | 0 | 0 | 0 | 0 | 0 | 0 | 0
5084 | 5234 | 0 | 0.31279 | 0 | 99999 | 99999 | 99999 | 1 | 0 | 1 | -360 | 360 | 0 | 0 | 0 | 0 | 0 | 0 | 0 | 0
5084 | 5302 | 0 | 0.23319 | 0 | 99999 | 99999 | 99999 | 1 | 0 | 1 | -360 | 360 | 0 | 0 | 0 | 0 | 0 | 0 | 0 | 0
5098 | 5480 | 0 | 0.57646 | 0 | 99999 | 99999 | 99999 | 1 | 0 | 1 | -360 | 360 | 0 | 0 | 0 | 0 | 0 | 0 | 0 | 0
5098 | 5444 | 0 | 0.2301 | 0 | 99999 | 99999 | 99999 | 1 | 0 | 1 | -360 | 360 | 0 | 0 | 0 | 0 | 0 | 0 | 0 | 0
5098 | 5379 | 0 | 0.60594 | 0 | 99999 | 99999 | 99999 | 1 | 0 | 1 | -360 | 360 | 0 | 0 | 0 | 0 | 0 | 0 | 0 | 0
5098 | 5440 | 0 | 0.62009 | 0 | 99999 | 99999 | 99999 | 1 | 0 | 1 | -360 | 360 | 0 | 0 | 0 | 0 | 0 | 0 | 0 | 0
5098 | 5291 | 0 | 0.20588 | 0 | 99999 | 99999 | 99999 | 1 | 0 | 1 | -360 | 360 | 0 | 0 | 0 | 0 | 0 | 0 | 0 | 0
5098 | 5447 | 0 | 0.28034 | 0 | 99999 | 99999 | 99999 | 1 | 0 | 1 | -360 | 360 | 0 | 0 | 0 | 0 | 0 | 0 | 0 | 0
5098 | 5441 | 0 | 0.11047 | 0 | 99999 | 99999 | 99999 | 1 | 0 | 1 | -360 | 360 | 0 | 0 | 0 | 0 | 0 | 0 | 0 | 0
5098 | 5373 | 0 | 0.21592 | 0 | 99999 | 99999 | 99999 | 1 | 0 | 1 | -360 | 360 | 0 | 0 | 0 | 0 | 0 | 0 | 0 | 0
5098 | 5287 | 0 | 0.38254 | 0 | 99999 | 99999 | 99999 | 1 | 0 | 1 | -360 | 360 | 0 | 0 | 0 | 0 | 0 | 0 | 0 | 0
5098 | 5319 | 0 | 0.70354 | 0 | 99999 | 99999 | 99999 | 1 | 0 | 1 | -360 | 360 | 0 | 0 | 0 | 0 | 0 | 0 | 0 | 0
5098 | 5262 | 0 | 0.30763 | 0 | 99999 | 99999 | 99999 | 1 | 0 | 1 | -360 | 360 | 0 | 0 | 0 | 0 | 0 | 0 | 0 | 0
5103 | 5203 | 0 | 0.023675 | 0 | 99999 | 99999 | 99999 | 1 | 0 | 1 | -360 | 360 | 0 | 0 | 0 | 0 | 0 | 0 | 0 | 0
5103 | 8129 | 0 | 0.25683 | 0 | 99999 | 99999 | 99999 | 1 | 0 | 1 | -360 | 360 | 0 | 0 | 0 | 0 | 0 | 0 | 0 | 0
5103 | 5157 | 0 | 0.71395 | 0 | 99999 | 99999 | 99999 | 1 | 0 | 1 | -360 | 360 | 0 | 0 | 0 | 0 | 0 | 0 | 0 | 0
5103 | 5465 | 0 | 0.097829 | 0 | 99999 | 99999 | 99999 | 1 | 0 | 1 | -360 | 360 | 0 | 0 | 0 | 0 | 0 | 0 | 0 | 0
5103 | 5449 | 0 | 0.26194 | 0 | 99999 | 99999 | 99999 | 1 | 0 | 1 | -360 | 360 | 0 | 0 | 0 | 0 | 0 | 0 | 0 | 0
5103 | 5444 | 0 | 0.10113 | 0 | 99999 | 99999 | 99999 | 1 | 0 | 1 | -360 | 360 | 0 | 0 | 0 | 0 | 0 | 0 | 0 | 0
5103 | 5323 | 0 | 0.13075 | 0 | 99999 | 99999 | 99999 | 1 | 0 | 1 | -360 | 360 | 0 | 0 | 0 | 0 | 0 | 0 | 0 | 0
5103 | 5245 | 0 | 0.57329 | 0 | 99999 | 99999 | 99999 | 1 | 0 | 1 | -360 | 360 | 0 | 0 | 0 | 0 | 0 | 0 | 0 | 0
5103 | 5335 | 0 | 0.13292 | 0 | 99999 | 99999 | 99999 | 1 | 0 | 1 | -360 | 360 | 0 | 0 | 0 | 0 | 0 | 0 | 0 | 0
5103 | 5412 | 0 | 0.77698 | 0 | 99999 | 99999 | 99999 | 1 | 0 | 1 | -360 | 360 | 0 | 0 | 0 | 0 | 0 | 0 | 0 | 0
5103 | 5385 | 0 | 0.045704 | 0 | 99999 | 99999 | 99999 | 1 | 0 | 1 | -360 | 360 | 0 | 0 | 0 | 0 | 0 | 0 | 0 | 0
5103 | 5364 | 0 | 0.57634 | 0 | 99999 | 99999 | 99999 | 1 | 0 | 1 | -360 | 360 | 0 | 0 | 0 | 0 | 0 | 0 | 0 | 0
5103 | 5161 | 0 | 0.46482 | 0 | 99999 | 99999 | 99999 | 1 | 0 | 1 | -360 | 360 | 0 | 0 | 0 | 0 | 0 | 0 | 0 | 0
5103 | 5351 | 0 | 0.076988 | 0 | 99999 | 99999 | 99999 | 1 | 0 | 1 | -360 | 360 | 0 | 0 | 0 | 0 | 0 | 0 | 0 | 0
5103 | 5305 | 0 | 0.094492 | 0 | 99999 | 99999 | 99999 | 1 | 0 | 1 | -360 | 360 | 0 | 0 | 0 | 0 | 0 | 0 | 0 | 0
5103 | 5234 | 0 | 0.2842 | 0 | 99999 | 99999 | 99999 | 1 | 0 | 1 | -360 | 360 | 0 | 0 | 0 | 0 | 0 | 0 | 0 | 0
5103 | 5302 | 0 | 0.21343 | 0 | 99999 | 99999 | 99999 | 1 | 0 | 1 | -360 | 360 | 0 | 0 | 0 | 0 | 0 | 0 | 0 | 0
5103 | 5224 | 0 | 0.015008 | 0 | 99999 | 99999 | 99999 | 1 | 0 | 1 | -360 | 360 | 0 | 0 | 0 | 0 | 0 | 0 | 0 | 0
5103 | 5329 | 0 | 0.38998 | 0 | 99999 | 99999 | 99999 | 1 | 0 | 1 | -360 | 360 | 0 | 0 | 0 | 0 | 0 | 0 | 0 | 0
5103 | 5126 | 0 | 0.054549 | 0 | 99999 | 99999 | 99999 | 1 | 0 | 1 | -360 | 360 | 0 | 0 | 0 | 0 | 0 | 0 | 0 | 0
5103 | 5181 | 0 | 0.72809 | 0 | 99999 | 99999 | 99999 | 1 | 0 | 1 | -360 | 360 | 0 | 0 | 0 | 0 | 0 | 0 | 0 | 0
5103 | 5250 | 0 | 0.21018 | 0 | 99999 | 99999 | 99999 | 1 | 0 | 1 | -360 | 360 | 0 | 0 | 0 | 0 | 0 | 0 | 0 | 0
5126 | 5351 | 0 | 0.10198 | 0 | 99999 | 99999 | 99999 | 1 | 0 | 1 | -360 | 360 | 0 | 0 | 0 | 0 | 0 | 0 | 0 | 0
5126 | 5161 | 0 | 0.13178 | 0 | 99999 | 99999 | 99999 | 1 | 0 | 1 | -360 | 360 | 0 | 0 | 0 | 0 | 0 | 0 | 0 | 0
5126 | 5463 | 0 | 0.71947 | 0 | 99999 | 99999 | 99999 | 1 | 0 | 1 | -360 | 360 | 0 | 0 | 0 | 0 | 0 | 0 | 0 | 0
5126 | 5157 | 0 | 0.46476 | 0 | 99999 | 99999 | 99999 | 1 | 0 | 1 | -360 | 360 | 0 | 0 | 0 | 0 | 0 | 0 | 0 | 0
5126 | 5323 | 0 | 0.27207 | 0 | 99999 | 99999 | 99999 | 1 | 0 | 1 | -360 | 360 | 0 | 0 | 0 | 0 | 0 | 0 | 0 | 0
5126 | 5245 | 0 | 0.65031 | 0 | 99999 | 99999 | 99999 | 1 | 0 | 1 | -360 | 360 | 0 | 0 | 0 | 0 | 0 | 0 | 0 | 0
5126 | 5335 | 0 | 0.28264 | 0 | 99999 | 99999 | 99999 | 1 | 0 | 1 | -360 | 360 | 0 | 0 | 0 | 0 | 0 | 0 | 0 | 0
5126 | 5224 | 0 | 0.2185 | 0 | 99999 | 99999 | 99999 | 1 | 0 | 1 | -360 | 360 | 0 | 0 | 0 | 0 | 0 | 0 | 0 | 0
5126 | 5203 | 0 | 0.089881 | 0 | 99999 | 99999 | 99999 | 1 | 0 | 1 | -360 | 360 | 0 | 0 | 0 | 0 | 0 | 0 | 0 | 0
5126 | 5329 | 0 | 0.27353 | 0 | 99999 | 99999 | 99999 | 1 | 0 | 1 | -360 | 360 | 0 | 0 | 0 | 0 | 0 | 0 | 0 | 0
5126 | 5181 | 0 | 0.47868 | 0 | 99999 | 99999 | 99999 | 1 | 0 | 1 | -360 | 360 | 0 | 0 | 0 | 0 | 0 | 0 | 0 | 0
5126 | 5250 | 0 | 0.056008 | 0 | 99999 | 99999 | 99999 | 1 | 0 | 1 | -360 | 360 | 0 | 0 | 0 | 0 | 0 | 0 | 0 | 0
5157 | 5449 | 0 | 0.096793 | 0 | 99999 | 99999 | 99999 | 1 | 0 | 1 | -360 | 360 | 0 | 0 | 0 | 0 | 0 | 0 | 0 | 0
5157 | 5444 | 0 | 0.10691 | 0 | 99999 | 99999 | 99999 | 1 | 0 | 1 | -360 | 360 | 0 | 0 | 0 | 0 | 0 | 0 | 0 | 0
5157 | 5323 | 0 | 0.032552 | 0 | 99999 | 99999 | 99999 | 1 | 0 | 1 | -360 | 360 | 0 | 0 | 0 | 0 | 0 | 0 | 0 | 0
5157 | 5440 | 0 | 0.49049 | 0 | 99999 | 99999 | 99999 | 1 | 0 | 1 | -360 | 360 | 0 | 0 | 0 | 0 | 0 | 0 | 0 | 0
5157 | 5335 | 0 | 0.55463 | 0 | 99999 | 99999 | 99999 | 1 | 0 | 1 | -360 | 360 | 0 | 0 | 0 | 0 | 0 | 0 | 0 | 0
5157 | 5385 | 0 | 0.12607 | 0 | 99999 | 99999 | 99999 | 1 | 0 | 1 | -360 | 360 | 0 | 0 | 0 | 0 | 0 | 0 | 0 | 0
5157 | 5266 | 0 | 0.1499 | 0 | 99999 | 99999 | 99999 | 1 | 0 | 1 | -360 | 360 | 0 | 0 | 0 | 0 | 0 | 0 | 0 | 0
5157 | 5158 | 0 | 0.30484 | 0 | 99999 | 99999 | 99999 | 1 | 0 | 1 | -360 | 360 | 0 | 0 | 0 | 0 | 0 | 0 | 0 | 0
5157 | 5161 | 0 | 0.49736 | 0 | 99999 | 99999 | 99999 | 1 | 0 | 1 | -360 | 360 | 0 | 0 | 0 | 0 | 0 | 0 | 0 | 0
5157 | 5351 | 0 | 0.64545 | 0 | 99999 | 99999 | 99999 | 1 | 0 | 1 | -360 | 360 | 0 | 0 | 0 | 0 | 0 | 0 | 0 | 0
5157 | 5329 | 0 | 0.066083 | 0 | 99999 | 99999 | 99999 | 1 | 0 | 1 | -360 | 360 | 0 | 0 | 0 | 0 | 0 | 0 | 0 | 0
5157 | 5250 | 0 | 0.14568 | 0 | 99999 | 99999 | 99999 | 1 | 0 | 1 | -360 | 360 | 0 | 0 | 0 | 0 | 0 | 0 | 0 | 0
5158 | 5385 | 0 | 0.0087318 | 0 | 99999 | 99999 | 99999 | 1 | 0 | 1 | -360 | 360 | 0 | 0 | 0 | 0 | 0 | 0 | 0 | 0
5158 | 5161 | 0 | 0.013719 | 0 | 99999 | 99999 | 99999 | 1 | 0 | 1 | -360 | 360 | 0 | 0 | 0 | 0 | 0 | 0 | 0 | 0
5158 | 5351 | 0 | 0.15786 | 0 | 99999 | 99999 | 99999 | 1 | 0 | 1 | -360 | 360 | 0 | 0 | 0 | 0 | 0 | 0 | 0 | 0
5158 | 5329 | 0 | 0.19174 | 0 | 99999 | 99999 | 99999 | 1 | 0 | 1 | -360 | 360 | 0 | 0 | 0 | 0 | 0 | 0 | 0 | 0
5161 | 5351 | 0 | 0.11779 | 0 | 99999 | 99999 | 99999 | 1 | 0 | 1 | -360 | 360 | 0 | 0 | 0 | 0 | 0 | 0 | 0 | 0
5161 | 5463 | 0 | 0.46117 | 0 | 99999 | 99999 | 99999 | 1 | 0 | 1 | -360 | 360 | 0 | 0 | 0 | 0 | 0 | 0 | 0 | 0
5161 | 5323 | 0 | 0.22597 | 0 | 99999 | 99999 | 99999 | 1 | 0 | 1 | -360 | 360 | 0 | 0 | 0 | 0 | 0 | 0 | 0 | 0
5161 | 5335 | 0 | 0.51928 | 0 | 99999 | 99999 | 99999 | 1 | 0 | 1 | -360 | 360 | 0 | 0 | 0 | 0 | 0 | 0 | 0 | 0
5161 | 5224 | 0 | 0.76909 | 0 | 99999 | 99999 | 99999 | 1 | 0 | 1 | -360 | 360 | 0 | 0 | 0 | 0 | 0 | 0 | 0 | 0
5161 | 5203 | 0 | 0.43947 | 0 | 99999 | 99999 | 99999 | 1 | 0 | 1 | -360 | 360 | 0 | 0 | 0 | 0 | 0 | 0 | 0 | 0
5161 | 5329 | 0 | 0.3279 | 0 | 99999 | 99999 | 99999 | 1 | 0 | 1 | -360 | 360 | 0 | 0 | 0 | 0 | 0 | 0 | 0 | 0
5161 | 5250 | 0 | 0.06637 | 0 | 99999 | 99999 | 99999 | 1 | 0 | 1 | -360 | 360 | 0 | 0 | 0 | 0 | 0 | 0 | 0 | 0
5181 | 5412 | 0 | 0.049213 | 0 | 99999 | 99999 | 99999 | 1 | 0 | 1 | -360 | 360 | 0 | 0 | 0 | 0 | 0 | 0 | 0 | 0
5181 | 5351 | 0 | 0.018891 | 0 | 99999 | 99999 | 99999 | 1 | 0 | 1 | -360 | 360 | 0 | 0 | 0 | 0 | 0 | 0 | 0 | 0
5181 | 5250 | 0 | 0.70459 | 0 | 99999 | 99999 | 99999 | 1 | 0 | 1 | -360 | 360 | 0 | 0 | 0 | 0 | 0 | 0 | 0 | 0
5193 | 6035 | 0 | 0.66417 | 0 | 99999 | 99999 | 99999 | 1 | 0 | 1 | -360 | 360 | 0 | 0 | 0 | 0 | 0 | 0 | 0 | 0
5193 | 8070 | 0 | 0.77162 | 0 | 99999 | 99999 | 99999 | 1 | 0 | 1 | -360 | 360 | 0 | 0 | 0 | 0 | 0 | 0 | 0 | 0
5193 | 5444 | 0 | 0.73631 | 0 | 99999 | 99999 | 99999 | 1 | 0 | 1 | -360 | 360 | 0 | 0 | 0 | 0 | 0 | 0 | 0 | 0
5193 | 5360 | 0 | 0.17759 | 0 | 99999 | 99999 | 99999 | 1 | 0 | 1 | -360 | 360 | 0 | 0 | 0 | 0 | 0 | 0 | 0 | 0
5193 | 6344 | 0 | 0.48941 | 0 | 99999 | 99999 | 99999 | 1 | 0 | 1 | -360 | 360 | 0 | 0 | 0 | 0 | 0 | 0 | 0 | 0
5193 | 6349 | 0 | 0.23144 | 0 | 99999 | 99999 | 99999 | 1 | 0 | 1 | -360 | 360 | 0 | 0 | 0 | 0 | 0 | 0 | 0 | 0
5193 | 5281 | 0 | 0.10813 | 0 | 99999 | 99999 | 99999 | 1 | 0 | 1 | -360 | 360 | 0 | 0 | 0 | 0 | 0 | 0 | 0 | 0
5193 | 6023 | 0 | 0.36446 | 0 | 99999 | 99999 | 99999 | 1 | 0 | 1 | -360 | 360 | 0 | 0 | 0 | 0 | 0 | 0 | 0 | 0
5193 | 6111 | 0 | 0.25383 | 0 | 99999 | 99999 | 99999 | 1 | 0 | 1 | -360 | 360 | 0 | 0 | 0 | 0 | 0 | 0 | 0 | 0
5193 | 8087 | 0 | 0.29612 | 0 | 99999 | 99999 | 99999 | 1 | 0 | 1 | -360 | 360 | 0 | 0 | 0 | 0 | 0 | 0 | 0 | 0
5203 | 5463 | 0 | 0.47672 | 0 | 99999 | 99999 | 99999 | 1 | 0 | 1 | -360 | 360 | 0 | 0 | 0 | 0 | 0 | 0 | 0 | 0
5203 | 5323 | 0 | 0.43115 | 0 | 99999 | 99999 | 99999 | 1 | 0 | 1 | -360 | 360 | 0 | 0 | 0 | 0 | 0 | 0 | 0 | 0
5203 | 5245 | 0 | 0.1065 | 0 | 99999 | 99999 | 99999 | 1 | 0 | 1 | -360 | 360 | 0 | 0 | 0 | 0 | 0 | 0 | 0 | 0
5203 | 5335 | 0 | 0.076261 | 0 | 99999 | 99999 | 99999 | 1 | 0 | 1 | -360 | 360 | 0 | 0 | 0 | 0 | 0 | 0 | 0 | 0
5203 | 5351 | 0 | 0.29802 | 0 | 99999 | 99999 | 99999 | 1 | 0 | 1 | -360 | 360 | 0 | 0 | 0 | 0 | 0 | 0 | 0 | 0
5203 | 5422 | 0 | 0.56919 | 0 | 99999 | 99999 | 99999 | 1 | 0 | 1 | -360 | 360 | 0 | 0 | 0 | 0 | 0 | 0 | 0 | 0
5203 | 5234 | 0 | 0.052118 | 0 | 99999 | 99999 | 99999 | 1 | 0 | 1 | -360 | 360 | 0 | 0 | 0 | 0 | 0 | 0 | 0 | 0
5203 | 5224 | 0 | 0.044532 | 0 | 99999 | 99999 | 99999 | 1 | 0 | 1 | -360 | 360 | 0 | 0 | 0 | 0 | 0 | 0 | 0 | 0
5203 | 5329 | 0 | 0.39259 | 0 | 99999 | 99999 | 99999 | 1 | 0 | 1 | -360 | 360 | 0 | 0 | 0 | 0 | 0 | 0 | 0 | 0
5203 | 5250 | 0 | 0.21834 | 0 | 99999 | 99999 | 99999 | 1 | 0 | 1 | -360 | 360 | 0 | 0 | 0 | 0 | 0 | 0 | 0 | 0
5206 | 5415 | 0 | 0.75784 | 0 | 99999 | 99999 | 99999 | 1 | 0 | 1 | -360 | 360 | 0 | 0 | 0 | 0 | 0 | 0 | 0 | 0
5206 | 5364 | 0 | 0.1207 | 0 | 99999 | 99999 | 99999 | 1 | 0 | 1 | -360 | 360 | 0 | 0 | 0 | 0 | 0 | 0 | 0 | 0
5224 | 5463 | 0 | 0.62245 | 0 | 99999 | 99999 | 99999 | 1 | 0 | 1 | -360 | 360 | 0 | 0 | 0 | 0 | 0 | 0 | 0 | 0
5224 | 5323 | 0 | 0.52321 | 0 | 99999 | 99999 | 99999 | 1 | 0 | 1 | -360 | 360 | 0 | 0 | 0 | 0 | 0 | 0 | 0 | 0
5224 | 5245 | 0 | 0.5168 | 0 | 99999 | 99999 | 99999 | 1 | 0 | 1 | -360 | 360 | 0 | 0 | 0 | 0 | 0 | 0 | 0 | 0
5224 | 5335 | 0 | 0.14261 | 0 | 99999 | 99999 | 99999 | 1 | 0 | 1 | -360 | 360 | 0 | 0 | 0 | 0 | 0 | 0 | 0 | 0
5224 | 5351 | 0 | 0.63646 | 0 | 99999 | 99999 | 99999 | 1 | 0 | 1 | -360 | 360 | 0 | 0 | 0 | 0 | 0 | 0 | 0 | 0
5224 | 5234 | 0 | 0.15361 | 0 | 99999 | 99999 | 99999 | 1 | 0 | 1 | -360 | 360 | 0 | 0 | 0 | 0 | 0 | 0 | 0 | 0
5224 | 5250 | 0 | 0.43236 | 0 | 99999 | 99999 | 99999 | 1 | 0 | 1 | -360 | 360 | 0 | 0 | 0 | 0 | 0 | 0 | 0 | 0
5234 | 8129 | 0 | 0.59294 | 0 | 99999 | 99999 | 99999 | 1 | 0 | 1 | -360 | 360 | 0 | 0 | 0 | 0 | 0 | 0 | 0 | 0
5234 | 5465 | 0 | 0.4495 | 0 | 99999 | 99999 | 99999 | 1 | 0 | 1 | -360 | 360 | 0 | 0 | 0 | 0 | 0 | 0 | 0 | 0
5234 | 5444 | 0 | 0.2164 | 0 | 99999 | 99999 | 99999 | 1 | 0 | 1 | -360 | 360 | 0 | 0 | 0 | 0 | 0 | 0 | 0 | 0
5234 | 5323 | 0 | 0.64955 | 0 | 99999 | 99999 | 99999 | 1 | 0 | 1 | -360 | 360 | 0 | 0 | 0 | 0 | 0 | 0 | 0 | 0
5234 | 5412 | 0 | 0.51318 | 0 | 99999 | 99999 | 99999 | 1 | 0 | 1 | -360 | 360 | 0 | 0 | 0 | 0 | 0 | 0 | 0 | 0
5234 | 5385 | 0 | 0.38221 | 0 | 99999 | 99999 | 99999 | 1 | 0 | 1 | -360 | 360 | 0 | 0 | 0 | 0 | 0 | 0 | 0 | 0
5234 | 5351 | 0 | 0.47676 | 0 | 99999 | 99999 | 99999 | 1 | 0 | 1 | -360 | 360 | 0 | 0 | 0 | 0 | 0 | 0 | 0 | 0
5234 | 5305 | 0 | 0.28577 | 0 | 99999 | 99999 | 99999 | 1 | 0 | 1 | -360 | 360 | 0 | 0 | 0 | 0 | 0 | 0 | 0 | 0
5234 | 5302 | 0 | 0.31138 | 0 | 99999 | 99999 | 99999 | 1 | 0 | 1 | -360 | 360 | 0 | 0 | 0 | 0 | 0 | 0 | 0 | 0
5245 | 5463 | 0 | 0.35559 | 0 | 99999 | 99999 | 99999 | 1 | 0 | 1 | -360 | 360 | 0 | 0 | 0 | 0 | 0 | 0 | 0 | 0
5245 | 5379 | 0 | 0.1334 | 0 | 99999 | 99999 | 99999 | 1 | 0 | 1 | -360 | 360 | 0 | 0 | 0 | 0 | 0 | 0 | 0 | 0
5245 | 5323 | 0 | 0.48707 | 0 | 99999 | 99999 | 99999 | 1 | 0 | 1 | -360 | 360 | 0 | 0 | 0 | 0 | 0 | 0 | 0 | 0
5245 | 5440 | 0 | 0.57658 | 0 | 99999 | 99999 | 99999 | 1 | 0 | 1 | -360 | 360 | 0 | 0 | 0 | 0 | 0 | 0 | 0 | 0
5245 | 5291 | 0 | 0.29411 | 0 | 99999 | 99999 | 99999 | 1 | 0 | 1 | -360 | 360 | 0 | 0 | 0 | 0 | 0 | 0 | 0 | 0
5245 | 5447 | 0 | 0.72411 | 0 | 99999 | 99999 | 99999 | 1 | 0 | 1 | -360 | 360 | 0 | 0 | 0 | 0 | 0 | 0 | 0 | 0
5245 | 5373 | 0 | 0.63576 | 0 | 99999 | 99999 | 99999 | 1 | 0 | 1 | -360 | 360 | 0 | 0 | 0 | 0 | 0 | 0 | 0 | 0
5245 | 5335 | 0 | 0.50238 | 0 | 99999 | 99999 | 99999 | 1 | 0 | 1 | -360 | 360 | 0 | 0 | 0 | 0 | 0 | 0 | 0 | 0
5245 | 5351 | 0 | 0.6924 | 0 | 99999 | 99999 | 99999 | 1 | 0 | 1 | -360 | 360 | 0 | 0 | 0 | 0 | 0 | 0 | 0 | 0
5245 | 5422 | 0 | 0.098758 | 0 | 99999 | 99999 | 99999 | 1 | 0 | 1 | -360 | 360 | 0 | 0 | 0 | 0 | 0 | 0 | 0 | 0
5245 | 5329 | 0 | 0.74692 | 0 | 99999 | 99999 | 99999 | 1 | 0 | 1 | -360 | 360 | 0 | 0 | 0 | 0 | 0 | 0 | 0 | 0
5245 | 5250 | 0 | 0.47666 | 0 | 99999 | 99999 | 99999 | 1 | 0 | 1 | -360 | 360 | 0 | 0 | 0 | 0 | 0 | 0 | 0 | 0
5250 | 5463 | 0 | 0.18439 | 0 | 99999 | 99999 | 99999 | 1 | 0 | 1 | -360 | 360 | 0 | 0 | 0 | 0 | 0 | 0 | 0 | 0
5250 | 5449 | 0 | 0.40759 | 0 | 99999 | 99999 | 99999 | 1 | 0 | 1 | -360 | 360 | 0 | 0 | 0 | 0 | 0 | 0 | 0 | 0
5250 | 5323 | 0 | 0.096076 | 0 | 99999 | 99999 | 99999 | 1 | 0 | 1 | -360 | 360 | 0 | 0 | 0 | 0 | 0 | 0 | 0 | 0
5250 | 5335 | 0 | 0.2673 | 0 | 99999 | 99999 | 99999 | 1 | 0 | 1 | -360 | 360 | 0 | 0 | 0 | 0 | 0 | 0 | 0 | 0
5250 | 5266 | 0 | 0.64826 | 0 | 99999 | 99999 | 99999 | 1 | 0 | 1 | -360 | 360 | 0 | 0 | 0 | 0 | 0 | 0 | 0 | 0
5250 | 5351 | 0 | 0.19603 | 0 | 99999 | 99999 | 99999 | 1 | 0 | 1 | -360 | 360 | 0 | 0 | 0 | 0 | 0 | 0 | 0 | 0
5250 | 5329 | 0 | 0.099106 | 0 | 99999 | 99999 | 99999 | 1 | 0 | 1 | -360 | 360 | 0 | 0 | 0 | 0 | 0 | 0 | 0 | 0
5262 | 5480 | 0 | 0.4571 | 0 | 99999 | 99999 | 99999 | 1 | 0 | 1 | -360 | 360 | 0 | 0 | 0 | 0 | 0 | 0 | 0 | 0
5262 | 8070 | 0 | 0.44184 | 0 | 99999 | 99999 | 99999 | 1 | 0 | 1 | -360 | 360 | 0 | 0 | 0 | 0 | 0 | 0 | 0 | 0
5262 | 5449 | 0 | 0.51064 | 0 | 99999 | 99999 | 99999 | 1 | 0 | 1 | -360 | 360 | 0 | 0 | 0 | 0 | 0 | 0 | 0 | 0
5262 | 5444 | 0 | 0.059116 | 0 | 99999 | 99999 | 99999 | 1 | 0 | 1 | -360 | 360 | 0 | 0 | 0 | 0 | 0 | 0 | 0 | 0
5262 | 5323 | 0 | 0.37669 | 0 | 99999 | 99999 | 99999 | 1 | 0 | 1 | -360 | 360 | 0 | 0 | 0 | 0 | 0 | 0 | 0 | 0
5262 | 5415 | 0 | 0.63474 | 0 | 99999 | 99999 | 99999 | 1 | 0 | 1 | -360 | 360 | 0 | 0 | 0 | 0 | 0 | 0 | 0 | 0
5262 | 5385 | 0 | 0.28757 | 0 | 99999 | 99999 | 99999 | 1 | 0 | 1 | -360 | 360 | 0 | 0 | 0 | 0 | 0 | 0 | 0 | 0
5262 | 5364 | 0 | 0.56857 | 0 | 99999 | 99999 | 99999 | 1 | 0 | 1 | -360 | 360 | 0 | 0 | 0 | 0 | 0 | 0 | 0 | 0
5262 | 5351 | 0 | 0.61711 | 0 | 99999 | 99999 | 99999 | 1 | 0 | 1 | -360 | 360 | 0 | 0 | 0 | 0 | 0 | 0 | 0 | 0
5262 | 5319 | 0 | 0.089156 | 0 | 99999 | 99999 | 99999 | 1 | 0 | 1 | -360 | 360 | 0 | 0 | 0 | 0 | 0 | 0 | 0 | 0
5266 | 5449 | 0 | 0.011432 | 0 | 99999 | 99999 | 99999 | 1 | 0 | 1 | -360 | 360 | 0 | 0 | 0 | 0 | 0 | 0 | 0 | 0
5266 | 5323 | 0 | 0.048852 | 0 | 99999 | 99999 | 99999 | 1 | 0 | 1 | -360 | 360 | 0 | 0 | 0 | 0 | 0 | 0 | 0 | 0
5266 | 5329 | 0 | 0.63088 | 0 | 99999 | 99999 | 99999 | 1 | 0 | 1 | -360 | 360 | 0 | 0 | 0 | 0 | 0 | 0 | 0 | 0
5281 | 5360 | 0 | 0.18133 | 0 | 99999 | 99999 | 99999 | 1 | 0 | 1 | -360 | 360 | 0 | 0 | 0 | 0 | 0 | 0 | 0 | 0
5281 | 6349 | 0 | 0.44944 | 0 | 99999 | 99999 | 99999 | 1 | 0 | 1 | -360 | 360 | 0 | 0 | 0 | 0 | 0 | 0 | 0 | 0
5281 | 6111 | 0 | 0.28943 | 0 | 99999 | 99999 | 99999 | 1 | 0 | 1 | -360 | 360 | 0 | 0 | 0 | 0 | 0 | 0 | 0 | 0
5281 | 8087 | 0 | 0.316 | 0 | 99999 | 99999 | 99999 | 1 | 0 | 1 | -360 | 360 | 0 | 0 | 0 | 0 | 0 | 0 | 0 | 0
5287 | 5444 | 0 | 0.22454 | 0 | 99999 | 99999 | 99999 | 1 | 0 | 1 | -360 | 360 | 0 | 0 | 0 | 0 | 0 | 0 | 0 | 0
5287 | 5440 | 0 | 0.17208 | 0 | 99999 | 99999 | 99999 | 1 | 0 | 1 | -360 | 360 | 0 | 0 | 0 | 0 | 0 | 0 | 0 | 0
5287 | 5447 | 0 | 0.146 | 0 | 99999 | 99999 | 99999 | 1 | 0 | 1 | -360 | 360 | 0 | 0 | 0 | 0 | 0 | 0 | 0 | 0
5291 | 5480 | 0 | 0.18712 | 0 | 99999 | 99999 | 99999 | 1 | 0 | 1 | -360 | 360 | 0 | 0 | 0 | 0 | 0 | 0 | 0 | 0
5291 | 5379 | 0 | 0.16071 | 0 | 99999 | 99999 | 99999 | 1 | 0 | 1 | -360 | 360 | 0 | 0 | 0 | 0 | 0 | 0 | 0 | 0
5291 | 5447 | 0 | 0.18088 | 0 | 99999 | 99999 | 99999 | 1 | 0 | 1 | -360 | 360 | 0 | 0 | 0 | 0 | 0 | 0 | 0 | 0
5291 | 5441 | 0 | 0.13724 | 0 | 99999 | 99999 | 99999 | 1 | 0 | 1 | -360 | 360 | 0 | 0 | 0 | 0 | 0 | 0 | 0 | 0
5291 | 5373 | 0 | 0.17244 | 0 | 99999 | 99999 | 99999 | 1 | 0 | 1 | -360 | 360 | 0 | 0 | 0 | 0 | 0 | 0 | 0 | 0
5291 | 5364 | 0 | 0.74377 | 0 | 99999 | 99999 | 99999 | 1 | 0 | 1 | -360 | 360 | 0 | 0 | 0 | 0 | 0 | 0 | 0 | 0
5302 | 8129 | 0 | 0.58839 | 0 | 99999 | 99999 | 99999 | 1 | 0 | 1 | -360 | 360 | 0 | 0 | 0 | 0 | 0 | 0 | 0 | 0
5302 | 5465 | 0 | 0.3521 | 0 | 99999 | 99999 | 99999 | 1 | 0 | 1 | -360 | 360 | 0 | 0 | 0 | 0 | 0 | 0 | 0 | 0
5302 | 5444 | 0 | 0.15862 | 0 | 99999 | 99999 | 99999 | 1 | 0 | 1 | -360 | 360 | 0 | 0 | 0 | 0 | 0 | 0 | 0 | 0
5302 | 5323 | 0 | 0.4991 | 0 | 99999 | 99999 | 99999 | 1 | 0 | 1 | -360 | 360 | 0 | 0 | 0 | 0 | 0 | 0 | 0 | 0
5302 | 5385 | 0 | 0.29234 | 0 | 99999 | 99999 | 99999 | 1 | 0 | 1 | -360 | 360 | 0 | 0 | 0 | 0 | 0 | 0 | 0 | 0
5302 | 5351 | 0 | 0.39688 | 0 | 99999 | 99999 | 99999 | 1 | 0 | 1 | -360 | 360 | 0 | 0 | 0 | 0 | 0 | 0 | 0 | 0
5302 | 5305 | 0 | 0.21077 | 0 | 99999 | 99999 | 99999 | 1 | 0 | 1 | -360 | 360 | 0 | 0 | 0 | 0 | 0 | 0 | 0 | 0
5305 | 5412 | 0 | 0.029665 | 0 | 99999 | 99999 | 99999 | 1 | 0 | 1 | -360 | 360 | 0 | 0 | 0 | 0 | 0 | 0 | 0 | 0
5305 | 8129 | 0 | 0.25973 | 0 | 99999 | 99999 | 99999 | 1 | 0 | 1 | -360 | 360 | 0 | 0 | 0 | 0 | 0 | 0 | 0 | 0
5305 | 5465 | 0 | 0.23663 | 0 | 99999 | 99999 | 99999 | 1 | 0 | 1 | -360 | 360 | 0 | 0 | 0 | 0 | 0 | 0 | 0 | 0
5305 | 5449 | 0 | 0.50762 | 0 | 99999 | 99999 | 99999 | 1 | 0 | 1 | -360 | 360 | 0 | 0 | 0 | 0 | 0 | 0 | 0 | 0
5305 | 5444 | 0 | 0.13423 | 0 | 99999 | 99999 | 99999 | 1 | 0 | 1 | -360 | 360 | 0 | 0 | 0 | 0 | 0 | 0 | 0 | 0
5305 | 5323 | 0 | 0.29772 | 0 | 99999 | 99999 | 99999 | 1 | 0 | 1 | -360 | 360 | 0 | 0 | 0 | 0 | 0 | 0 | 0 | 0
5305 | 5385 | 0 | 0.14567 | 0 | 99999 | 99999 | 99999 | 1 | 0 | 1 | -360 | 360 | 0 | 0 | 0 | 0 | 0 | 0 | 0 | 0
5305 | 5351 | 0 | 0.21531 | 0 | 99999 | 99999 | 99999 | 1 | 0 | 1 | -360 | 360 | 0 | 0 | 0 | 0 | 0 | 0 | 0 | 0
5307 | 5465 | 0 | 0.015325 | 0 | 99999 | 99999 | 99999 | 1 | 0 | 1 | -360 | 360 | 0 | 0 | 0 | 0 | 0 | 0 | 0 | 0
5307 | 5422 | 0 | 0.012597 | 0 | 99999 | 99999 | 99999 | 1 | 0 | 1 | -360 | 360 | 0 | 0 | 0 | 0 | 0 | 0 | 0 | 0
5319 | 5444 | 0 | 0.21233 | 0 | 99999 | 99999 | 99999 | 1 | 0 | 1 | -360 | 360 | 0 | 0 | 0 | 0 | 0 | 0 | 0 | 0
5323 | 8129 | 0 | 0.51161 | 0 | 99999 | 99999 | 99999 | 1 | 0 | 1 | -360 | 360 | 0 | 0 | 0 | 0 | 0 | 0 | 0 | 0
5323 | 5480 | 0 | 0.23306 | 0 | 99999 | 99999 | 99999 | 1 | 0 | 1 | -360 | 360 | 0 | 0 | 0 | 0 | 0 | 0 | 0 | 0
5323 | 5463 | 0 | 0.025549 | 0 | 99999 | 99999 | 99999 | 1 | 0 | 1 | -360 | 360 | 0 | 0 | 0 | 0 | 0 | 0 | 0 | 0
5323 | 5465 | 0 | 0.27914 | 0 | 99999 | 99999 | 99999 | 1 | 0 | 1 | -360 | 360 | 0 | 0 | 0 | 0 | 0 | 0 | 0 | 0
5323 | 5449 | 0 | 0.021616 | 0 | 99999 | 99999 | 99999 | 1 | 0 | 1 | -360 | 360 | 0 | 0 | 0 | 0 | 0 | 0 | 0 | 0
5323 | 5444 | 0 | 0.13427 | 0 | 99999 | 99999 | 99999 | 1 | 0 | 1 | -360 | 360 | 0 | 0 | 0 | 0 | 0 | 0 | 0 | 0
5323 | 5379 | 0 | 0.40811 | 0 | 99999 | 99999 | 99999 | 1 | 0 | 1 | -360 | 360 | 0 | 0 | 0 | 0 | 0 | 0 | 0 | 0
5323 | 5440 | 0 | 0.068191 | 0 | 99999 | 99999 | 99999 | 1 | 0 | 1 | -360 | 360 | 0 | 0 | 0 | 0 | 0 | 0 | 0 | 0
5323 | 5447 | 0 | 0.44153 | 0 | 99999 | 99999 | 99999 | 1 | 0 | 1 | -360 | 360 | 0 | 0 | 0 | 0 | 0 | 0 | 0 | 0
5323 | 5373 | 0 | 0.51102 | 0 | 99999 | 99999 | 99999 | 1 | 0 | 1 | -360 | 360 | 0 | 0 | 0 | 0 | 0 | 0 | 0 | 0
5323 | 5335 | 0 | 0.032372 | 0 | 99999 | 99999 | 99999 | 1 | 0 | 1 | -360 | 360 | 0 | 0 | 0 | 0 | 0 | 0 | 0 | 0
5323 | 5385 | 0 | 0.045321 | 0 | 99999 | 99999 | 99999 | 1 | 0 | 1 | -360 | 360 | 0 | 0 | 0 | 0 | 0 | 0 | 0 | 0
5323 | 5364 | 0 | 0.39931 | 0 | 99999 | 99999 | 99999 | 1 | 0 | 1 | -360 | 360 | 0 | 0 | 0 | 0 | 0 | 0 | 0 | 0
5323 | 5351 | 0 | 0.092011 | 0 | 99999 | 99999 | 99999 | 1 | 0 | 1 | -360 | 360 | 0 | 0 | 0 | 0 | 0 | 0 | 0 | 0
5323 | 5329 | 0 | 0.11932 | 0 | 99999 | 99999 | 99999 | 1 | 0 | 1 | -360 | 360 | 0 | 0 | 0 | 0 | 0 | 0 | 0 | 0
5329 | 5463 | 0 | 0.64452 | 0 | 99999 | 99999 | 99999 | 1 | 0 | 1 | -360 | 360 | 0 | 0 | 0 | 0 | 0 | 0 | 0 | 0
5329 | 5449 | 0 | 0.34727 | 0 | 99999 | 99999 | 99999 | 1 | 0 | 1 | -360 | 360 | 0 | 0 | 0 | 0 | 0 | 0 | 0 | 0
5329 | 5444 | 0 | 0.36159 | 0 | 99999 | 99999 | 99999 | 1 | 0 | 1 | -360 | 360 | 0 | 0 | 0 | 0 | 0 | 0 | 0 | 0
5329 | 5335 | 0 | 0.45211 | 0 | 99999 | 99999 | 99999 | 1 | 0 | 1 | -360 | 360 | 0 | 0 | 0 | 0 | 0 | 0 | 0 | 0
5329 | 5385 | 0 | 0.076191 | 0 | 99999 | 99999 | 99999 | 1 | 0 | 1 | -360 | 360 | 0 | 0 | 0 | 0 | 0 | 0 | 0 | 0
5329 | 5351 | 0 | 0.22955 | 0 | 99999 | 99999 | 99999 | 1 | 0 | 1 | -360 | 360 | 0 | 0 | 0 | 0 | 0 | 0 | 0 | 0
5335 | 5463 | 0 | 0.027872 | 0 | 99999 | 99999 | 99999 | 1 | 0 | 1 | -360 | 360 | 0 | 0 | 0 | 0 | 0 | 0 | 0 | 0
5335 | 5422 | 0 | 0.084364 | 0 | 99999 | 99999 | 99999 | 1 | 0 | 1 | -360 | 360 | 0 | 0 | 0 | 0 | 0 | 0 | 0 | 0
5351 | 8129 | 0 | 0.12423 | 0 | 99999 | 99999 | 99999 | 1 | 0 | 1 | -360 | 360 | 0 | 0 | 0 | 0 | 0 | 0 | 0 | 0
5351 | 5480 | 0 | 0.40165 | 0 | 99999 | 99999 | 99999 | 1 | 0 | 1 | -360 | 360 | 0 | 0 | 0 | 0 | 0 | 0 | 0 | 0
5351 | 5463 | 0 | 0.72156 | 0 | 99999 | 99999 | 99999 | 1 | 0 | 1 | -360 | 360 | 0 | 0 | 0 | 0 | 0 | 0 | 0 | 0
5351 | 8077 | 0 | 0.50768 | 0 | 99999 | 99999 | 99999 | 1 | 0 | 1 | -360 | 360 | 0 | 0 | 0 | 0 | 0 | 0 | 0 | 0
5351 | 5465 | 0 | 0.12514 | 0 | 99999 | 99999 | 99999 | 1 | 0 | 1 | -360 | 360 | 0 | 0 | 0 | 0 | 0 | 0 | 0 | 0
5351 | 5449 | 0 | 0.09965 | 0 | 99999 | 99999 | 99999 | 1 | 0 | 1 | -360 | 360 | 0 | 0 | 0 | 0 | 0 | 0 | 0 | 0
5351 | 5444 | 0 | 0.086848 | 0 | 99999 | 99999 | 99999 | 1 | 0 | 1 | -360 | 360 | 0 | 0 | 0 | 0 | 0 | 0 | 0 | 0
5351 | 5412 | 0 | 0.03228 | 0 | 99999 | 99999 | 99999 | 1 | 0 | 1 | -360 | 360 | 0 | 0 | 0 | 0 | 0 | 0 | 0 | 0
5351 | 5385 | 0 | 0.038787 | 0 | 99999 | 99999 | 99999 | 1 | 0 | 1 | -360 | 360 | 0 | 0 | 0 | 0 | 0 | 0 | 0 | 0
5351 | 5364 | 0 | 0.58113 | 0 | 99999 | 99999 | 99999 | 1 | 0 | 1 | -360 | 360 | 0 | 0 | 0 | 0 | 0 | 0 | 0 | 0
5360 | 8070 | 0 | 0.39805 | 0 | 99999 | 99999 | 99999 | 1 | 0 | 1 | -360 | 360 | 0 | 0 | 0 | 0 | 0 | 0 | 0 | 0
5360 | 5444 | 0 | 0.22402 | 0 | 99999 | 99999 | 99999 | 1 | 0 | 1 | -360 | 360 | 0 | 0 | 0 | 0 | 0 | 0 | 0 | 0
5360 | 8060 | 0 | 0.30256 | 0 | 99999 | 99999 | 99999 | 1 | 0 | 1 | -360 | 360 | 0 | 0 | 0 | 0 | 0 | 0 | 0 | 0
5360 | 5385 | 0 | 0.33068 | 0 | 99999 | 99999 | 99999 | 1 | 0 | 1 | -360 | 360 | 0 | 0 | 0 | 0 | 0 | 0 | 0 | 0
5360 | 6349 | 0 | 0.50256 | 0 | 99999 | 99999 | 99999 | 1 | 0 | 1 | -360 | 360 | 0 | 0 | 0 | 0 | 0 | 0 | 0 | 0
5360 | 6111 | 0 | 0.2835 | 0 | 99999 | 99999 | 99999 | 1 | 0 | 1 | -360 | 360 | 0 | 0 | 0 | 0 | 0 | 0 | 0 | 0
5360 | 8087 | 0 | 0.091568 | 0 | 99999 | 99999 | 99999 | 1 | 0 | 1 | -360 | 360 | 0 | 0 | 0 | 0 | 0 | 0 | 0 | 0
5364 | 5480 | 0 | 0.52099 | 0 | 99999 | 99999 | 99999 | 1 | 0 | 1 | -360 | 360 | 0 | 0 | 0 | 0 | 0 | 0 | 0 | 0
5364 | 5465 | 0 | 0.51674 | 0 | 99999 | 99999 | 99999 | 1 | 0 | 1 | -360 | 360 | 0 | 0 | 0 | 0 | 0 | 0 | 0 | 0
5364 | 5449 | 0 | 0.54647 | 0 | 99999 | 99999 | 99999 | 1 | 0 | 1 | -360 | 360 | 0 | 0 | 0 | 0 | 0 | 0 | 0 | 0
5364 | 5444 | 0 | 0.55628 | 0 | 99999 | 99999 | 99999 | 1 | 0 | 1 | -360 | 360 | 0 | 0 | 0 | 0 | 0 | 0 | 0 | 0
5364 | 5415 | 0 | 0.54715 | 0 | 99999 | 99999 | 99999 | 1 | 0 | 1 | -360 | 360 | 0 | 0 | 0 | 0 | 0 | 0 | 0 | 0
5364 | 5385 | 0 | 0.42621 | 0 | 99999 | 99999 | 99999 | 1 | 0 | 1 | -360 | 360 | 0 | 0 | 0 | 0 | 0 | 0 | 0 | 0
5373 | 5463 | 0 | 0.74668 | 0 | 99999 | 99999 | 99999 | 1 | 0 | 1 | -360 | 360 | 0 | 0 | 0 | 0 | 0 | 0 | 0 | 0
5373 | 5379 | 0 | 0.12061 | 0 | 99999 | 99999 | 99999 | 1 | 0 | 1 | -360 | 360 | 0 | 0 | 0 | 0 | 0 | 0 | 0 | 0
5373 | 5440 | 0 | 0.21762 | 0 | 99999 | 99999 | 99999 | 1 | 0 | 1 | -360 | 360 | 0 | 0 | 0 | 0 | 0 | 0 | 0 | 0
5373 | 5447 | 0 | 0.40444 | 0 | 99999 | 99999 | 99999 | 1 | 0 | 1 | -360 | 360 | 0 | 0 | 0 | 0 | 0 | 0 | 0 | 0
5373 | 5441 | 0 | 0.23264 | 0 | 99999 | 99999 | 99999 | 1 | 0 | 1 | -360 | 360 | 0 | 0 | 0 | 0 | 0 | 0 | 0 | 0
5379 | 5480 | 0 | 0.26819 | 0 | 99999 | 99999 | 99999 | 1 | 0 | 1 | -360 | 360 | 0 | 0 | 0 | 0 | 0 | 0 | 0 | 0
5379 | 5463 | 0 | 0.43883 | 0 | 99999 | 99999 | 99999 | 1 | 0 | 1 | -360 | 360 | 0 | 0 | 0 | 0 | 0 | 0 | 0 | 0
5379 | 5440 | 0 | 0.12701 | 0 | 99999 | 99999 | 99999 | 1 | 0 | 1 | -360 | 360 | 0 | 0 | 0 | 0 | 0 | 0 | 0 | 0
5379 | 5447 | 0 | 0.11044 | 0 | 99999 | 99999 | 99999 | 1 | 0 | 1 | -360 | 360 | 0 | 0 | 0 | 0 | 0 | 0 | 0 | 0
5379 | 5441 | 0 | 0.12692 | 0 | 99999 | 99999 | 99999 | 1 | 0 | 1 | -360 | 360 | 0 | 0 | 0 | 0 | 0 | 0 | 0 | 0
5379 | 5422 | 0 | 0.34137 | 0 | 99999 | 99999 | 99999 | 1 | 0 | 1 | -360 | 360 | 0 | 0 | 0 | 0 | 0 | 0 | 0 | 0
5385 | 8129 | 0 | 0.22088 | 0 | 99999 | 99999 | 99999 | 1 | 0 | 1 | -360 | 360 | 0 | 0 | 0 | 0 | 0 | 0 | 0 | 0
5385 | 5480 | 0 | 0.30801 | 0 | 99999 | 99999 | 99999 | 1 | 0 | 1 | -360 | 360 | 0 | 0 | 0 | 0 | 0 | 0 | 0 | 0
5385 | 5465 | 0 | 0.13015 | 0 | 99999 | 99999 | 99999 | 1 | 0 | 1 | -360 | 360 | 0 | 0 | 0 | 0 | 0 | 0 | 0 | 0
5385 | 8070 | 0 | 0.35842 | 0 | 99999 | 99999 | 99999 | 1 | 0 | 1 | -360 | 360 | 0 | 0 | 0 | 0 | 0 | 0 | 0 | 0
5385 | 5449 | 0 | 0.081928 | 0 | 99999 | 99999 | 99999 | 1 | 0 | 1 | -360 | 360 | 0 | 0 | 0 | 0 | 0 | 0 | 0 | 0
5385 | 5444 | 0 | 0.034791 | 0 | 99999 | 99999 | 99999 | 1 | 0 | 1 | -360 | 360 | 0 | 0 | 0 | 0 | 0 | 0 | 0 | 0
5385 | 5440 | 0 | 0.76037 | 0 | 99999 | 99999 | 99999 | 1 | 0 | 1 | -360 | 360 | 0 | 0 | 0 | 0 | 0 | 0 | 0 | 0
5385 | 8060 | 0 | 0.1964 | 0 | 99999 | 99999 | 99999 | 1 | 0 | 1 | -360 | 360 | 0 | 0 | 0 | 0 | 0 | 0 | 0 | 0
5385 | 8116 | 0 | 0.57586 | 0 | 99999 | 99999 | 99999 | 1 | 0 | 1 | -360 | 360 | 0 | 0 | 0 | 0 | 0 | 0 | 0 | 0
5385 | 8087 | 0 | 0.67787 | 0 | 99999 | 99999 | 99999 | 1 | 0 | 1 | -360 | 360 | 0 | 0 | 0 | 0 | 0 | 0 | 0 | 0
5412 | 8129 | 0 | 0.72864 | 0 | 99999 | 99999 | 99999 | 1 | 0 | 1 | -360 | 360 | 0 | 0 | 0 | 0 | 0 | 0 | 0 | 0
5422 | 5463 | 0 | 0.09764 | 0 | 99999 | 99999 | 99999 | 1 | 0 | 1 | -360 | 360 | 0 | 0 | 0 | 0 | 0 | 0 | 0 | 0
5422 | 5465 | 0 | 0.016639 | 0 | 99999 | 99999 | 99999 | 1 | 0 | 1 | -360 | 360 | 0 | 0 | 0 | 0 | 0 | 0 | 0 | 0
5440 | 5463 | 0 | 0.1106 | 0 | 99999 | 99999 | 99999 | 1 | 0 | 1 | -360 | 360 | 0 | 0 | 0 | 0 | 0 | 0 | 0 | 0
5440 | 5449 | 0 | 0.74996 | 0 | 99999 | 99999 | 99999 | 1 | 0 | 1 | -360 | 360 | 0 | 0 | 0 | 0 | 0 | 0 | 0 | 0
5440 | 5444 | 0 | 0.50646 | 0 | 99999 | 99999 | 99999 | 1 | 0 | 1 | -360 | 360 | 0 | 0 | 0 | 0 | 0 | 0 | 0 | 0
5440 | 5447 | 0 | 0.058503 | 0 | 99999 | 99999 | 99999 | 1 | 0 | 1 | -360 | 360 | 0 | 0 | 0 | 0 | 0 | 0 | 0 | 0
5440 | 5441 | 0 | 0.28206 | 0 | 99999 | 99999 | 99999 | 1 | 0 | 1 | -360 | 360 | 0 | 0 | 0 | 0 | 0 | 0 | 0 | 0
5441 | 5480 | 0 | 0.079102 | 0 | 99999 | 99999 | 99999 | 1 | 0 | 1 | -360 | 360 | 0 | 0 | 0 | 0 | 0 | 0 | 0 | 0
5441 | 5447 | 0 | 0.058053 | 0 | 99999 | 99999 | 99999 | 1 | 0 | 1 | -360 | 360 | 0 | 0 | 0 | 0 | 0 | 0 | 0 | 0
5444 | 8129 | 0 | 0.28106 | 0 | 99999 | 99999 | 99999 | 1 | 0 | 1 | -360 | 360 | 0 | 0 | 0 | 0 | 0 | 0 | 0 | 0
5444 | 5480 | 0 | 0.51237 | 0 | 99999 | 99999 | 99999 | 1 | 0 | 1 | -360 | 360 | 0 | 0 | 0 | 0 | 0 | 0 | 0 | 0
5444 | 5465 | 0 | 0.18628 | 0 | 99999 | 99999 | 99999 | 1 | 0 | 1 | -360 | 360 | 0 | 0 | 0 | 0 | 0 | 0 | 0 | 0
5444 | 8070 | 0 | 0.22111 | 0 | 99999 | 99999 | 99999 | 1 | 0 | 1 | -360 | 360 | 0 | 0 | 0 | 0 | 0 | 0 | 0 | 0
5444 | 5449 | 0 | 0.2204 | 0 | 99999 | 99999 | 99999 | 1 | 0 | 1 | -360 | 360 | 0 | 0 | 0 | 0 | 0 | 0 | 0 | 0
5444 | 5447 | 0 | 0.53946 | 0 | 99999 | 99999 | 99999 | 1 | 0 | 1 | -360 | 360 | 0 | 0 | 0 | 0 | 0 | 0 | 0 | 0
5444 | 8060 | 0 | 0.14003 | 0 | 99999 | 99999 | 99999 | 1 | 0 | 1 | -360 | 360 | 0 | 0 | 0 | 0 | 0 | 0 | 0 | 0
5444 | 8116 | 0 | 0.4348 | 0 | 99999 | 99999 | 99999 | 1 | 0 | 1 | -360 | 360 | 0 | 0 | 0 | 0 | 0 | 0 | 0 | 0
5444 | 8087 | 0 | 0.45195 | 0 | 99999 | 99999 | 99999 | 1 | 0 | 1 | -360 | 360 | 0 | 0 | 0 | 0 | 0 | 0 | 0 | 0
5447 | 5480 | 0 | 0.010924 | 0 | 99999 | 99999 | 99999 | 1 | 0 | 1 | -360 | 360 | 0 | 0 | 0 | 0 | 0 | 0 | 0 | 0
5447 | 5463 | 0 | 0.5522 | 0 | 99999 | 99999 | 99999 | 1 | 0 | 1 | -360 | 360 | 0 | 0 | 0 | 0 | 0 | 0 | 0 | 0
5449 | 8129 | 0 | 0.65757 | 0 | 99999 | 99999 | 99999 | 1 | 0 | 1 | -360 | 360 | 0 | 0 | 0 | 0 | 0 | 0 | 0 | 0
5449 | 5480 | 0 | 0.18477 | 0 | 99999 | 99999 | 99999 | 1 | 0 | 1 | -360 | 360 | 0 | 0 | 0 | 0 | 0 | 0 | 0 | 0
5449 | 5465 | 0 | 0.41522 | 0 | 99999 | 99999 | 99999 | 1 | 0 | 1 | -360 | 360 | 0 | 0 | 0 | 0 | 0 | 0 | 0 | 0
5465 | 8129 | 0 | 0.46113 | 0 | 99999 | 99999 | 99999 | 1 | 0 | 1 | -360 | 360 | 0 | 0 | 0 | 0 | 0 | 0 | 0 | 0
6001 | 6115 | 0 | 0.042329 | 0 | 99999 | 99999 | 99999 | 1 | 0 | 1 | -360 | 360 | 0 | 0 | 0 | 0 | 0 | 0 | 0 | 0
6001 | 6168 | 0 | 0.3601 | 0 | 99999 | 99999 | 99999 | 1 | 0 | 1 | -360 | 360 | 0 | 0 | 0 | 0 | 0 | 0 | 0 | 0
6001 | 6199 | 0 | 0.41495 | 0 | 99999 | 99999 | 99999 | 1 | 0 | 1 | -360 | 360 | 0 | 0 | 0 | 0 | 0 | 0 | 0 | 0
6001 | 6236 | 0 | 0.36022 | 0 | 99999 | 99999 | 99999 | 1 | 0 | 1 | -360 | 360 | 0 | 0 | 0 | 0 | 0 | 0 | 0 | 0
6001 | 7406 | 0 | 0.73511 | 0 | 99999 | 99999 | 99999 | 1 | 0 | 1 | -360 | 360 | 0 | 0 | 0 | 0 | 0 | 0 | 0 | 0
6001 | 6288 | 0 | 0.23068 | 0 | 99999 | 99999 | 99999 | 1 | 0 | 1 | -360 | 360 | 0 | 0 | 0 | 0 | 0 | 0 | 0 | 0
6001 | 6058 | 0 | 0.5646 | 0 | 99999 | 99999 | 99999 | 1 | 0 | 1 | -360 | 360 | 0 | 0 | 0 | 0 | 0 | 0 | 0 | 0
6001 | 6037 | 0 | 0.18537 | 0 | 99999 | 99999 | 99999 | 1 | 0 | 1 | -360 | 360 | 0 | 0 | 0 | 0 | 0 | 0 | 0 | 0
6001 | 6280 | 0 | 0.37429 | 0 | 99999 | 99999 | 99999 | 1 | 0 | 1 | -360 | 360 | 0 | 0 | 0 | 0 | 0 | 0 | 0 | 0
6001 | 6241 | 0 | 0.37638 | 0 | 99999 | 99999 | 99999 | 1 | 0 | 1 | -360 | 360 | 0 | 0 | 0 | 0 | 0 | 0 | 0 | 0
6001 | 6147 | 0 | 0.68343 | 0 | 99999 | 99999 | 99999 | 1 | 0 | 1 | -360 | 360 | 0 | 0 | 0 | 0 | 0 | 0 | 0 | 0
6002 | 6178 | 0 | 0.056819 | 0 | 99999 | 99999 | 99999 | 1 | 0 | 1 | -360 | 360 | 0 | 0 | 0 | 0 | 0 | 0 | 0 | 0
6002 | 6199 | 0 | 0.27246 | 0 | 99999 | 99999 | 99999 | 1 | 0 | 1 | -360 | 360 | 0 | 0 | 0 | 0 | 0 | 0 | 0 | 0
6002 | 6047 | 0 | 0.012849 | 0 | 99999 | 99999 | 99999 | 1 | 0 | 1 | -360 | 360 | 0 | 0 | 0 | 0 | 0 | 0 | 0 | 0
6002 | 6058 | 0 | 0.41743 | 0 | 99999 | 99999 | 99999 | 1 | 0 | 1 | -360 | 360 | 0 | 0 | 0 | 0 | 0 | 0 | 0 | 0
6002 | 6037 | 0 | 0.16726 | 0 | 99999 | 99999 | 99999 | 1 | 0 | 1 | -360 | 360 | 0 | 0 | 0 | 0 | 0 | 0 | 0 | 0
6005 | 7406 | 0 | 0.45412 | 0 | 99999 | 99999 | 99999 | 1 | 0 | 1 | -360 | 360 | 0 | 0 | 0 | 0 | 0 | 0 | 0 | 0
6005 | 6344 | 0 | 0.47875 | 0 | 99999 | 99999 | 99999 | 1 | 0 | 1 | -360 | 360 | 0 | 0 | 0 | 0 | 0 | 0 | 0 | 0
6005 | 6349 | 0 | 0.22981 | 0 | 99999 | 99999 | 99999 | 1 | 0 | 1 | -360 | 360 | 0 | 0 | 0 | 0 | 0 | 0 | 0 | 0
6005 | 6295 | 0 | 0.35306 | 0 | 99999 | 99999 | 99999 | 1 | 0 | 1 | -360 | 360 | 0 | 0 | 0 | 0 | 0 | 0 | 0 | 0
6005 | 6330 | 0 | 0.55001 | 0 | 99999 | 99999 | 99999 | 1 | 0 | 1 | -360 | 360 | 0 | 0 | 0 | 0 | 0 | 0 | 0 | 0
6005 | 6111 | 0 | 0.48334 | 0 | 99999 | 99999 | 99999 | 1 | 0 | 1 | -360 | 360 | 0 | 0 | 0 | 0 | 0 | 0 | 0 | 0
6005 | 6078 | 0 | 0.17726 | 0 | 99999 | 99999 | 99999 | 1 | 0 | 1 | -360 | 360 | 0 | 0 | 0 | 0 | 0 | 0 | 0 | 0
6014 | 6223 | 0 | 0.65678 | 0 | 99999 | 99999 | 99999 | 1 | 0 | 1 | -360 | 360 | 0 | 0 | 0 | 0 | 0 | 0 | 0 | 0
6014 | 6280 | 0 | 0.27344 | 0 | 99999 | 99999 | 99999 | 1 | 0 | 1 | -360 | 360 | 0 | 0 | 0 | 0 | 0 | 0 | 0 | 0
6018 | 6035 | 0 | 0.071419 | 0 | 99999 | 99999 | 99999 | 1 | 0 | 1 | -360 | 360 | 0 | 0 | 0 | 0 | 0 | 0 | 0 | 0
6018 | 6208 | 0 | 0.13534 | 0 | 99999 | 99999 | 99999 | 1 | 0 | 1 | -360 | 360 | 0 | 0 | 0 | 0 | 0 | 0 | 0 | 0
6018 | 6344 | 0 | 0.66821 | 0 | 99999 | 99999 | 99999 | 1 | 0 | 1 | -360 | 360 | 0 | 0 | 0 | 0 | 0 | 0 | 0 | 0
6018 | 6349 | 0 | 0.067672 | 0 | 99999 | 99999 | 99999 | 1 | 0 | 1 | -360 | 360 | 0 | 0 | 0 | 0 | 0 | 0 | 0 | 0
6018 | 6238 | 0 | 0.13218 | 0 | 99999 | 99999 | 99999 | 1 | 0 | 1 | -360 | 360 | 0 | 0 | 0 | 0 | 0 | 0 | 0 | 0
6018 | 6295 | 0 | 0.22581 | 0 | 99999 | 99999 | 99999 | 1 | 0 | 1 | -360 | 360 | 0 | 0 | 0 | 0 | 0 | 0 | 0 | 0
6018 | 6230 | 0 | 0.36132 | 0 | 99999 | 99999 | 99999 | 1 | 0 | 1 | -360 | 360 | 0 | 0 | 0 | 0 | 0 | 0 | 0 | 0
6018 | 6223 | 0 | 0.074308 | 0 | 99999 | 99999 | 99999 | 1 | 0 | 1 | -360 | 360 | 0 | 0 | 0 | 0 | 0 | 0 | 0 | 0
6018 | 6061 | 0 | 0.19308 | 0 | 99999 | 99999 | 99999 | 1 | 0 | 1 | -360 | 360 | 0 | 0 | 0 | 0 | 0 | 0 | 0 | 0
6018 | 6330 | 0 | 0.043501 | 0 | 99999 | 99999 | 99999 | 1 | 0 | 1 | -360 | 360 | 0 | 0 | 0 | 0 | 0 | 0 | 0 | 0
6023 | 6344 | 0 | 0.40353 | 0 | 99999 | 99999 | 99999 | 1 | 0 | 1 | -360 | 360 | 0 | 0 | 0 | 0 | 0 | 0 | 0 | 0
6023 | 6349 | 0 | 0.061704 | 0 | 99999 | 99999 | 99999 | 1 | 0 | 1 | -360 | 360 | 0 | 0 | 0 | 0 | 0 | 0 | 0 | 0
6035 | 6355 | 0 | 0.16034 | 0 | 99999 | 99999 | 99999 | 1 | 0 | 1 | -360 | 360 | 0 | 0 | 0 | 0 | 0 | 0 | 0 | 0
6035 | 6208 | 0 | 0.058588 | 0 | 99999 | 99999 | 99999 | 1 | 0 | 1 | -360 | 360 | 0 | 0 | 0 | 0 | 0 | 0 | 0 | 0
6035 | 6344 | 0 | 0.055869 | 0 | 99999 | 99999 | 99999 | 1 | 0 | 1 | -360 | 360 | 0 | 0 | 0 | 0 | 0 | 0 | 0 | 0
6035 | 6349 | 0 | 0.054985 | 0 | 99999 | 99999 | 99999 | 1 | 0 | 1 | -360 | 360 | 0 | 0 | 0 | 0 | 0 | 0 | 0 | 0
6035 | 6238 | 0 | 0.48884 | 0 | 99999 | 99999 | 99999 | 1 | 0 | 1 | -360 | 360 | 0 | 0 | 0 | 0 | 0 | 0 | 0 | 0
6035 | 6120 | 0 | 0.15418 | 0 | 99999 | 99999 | 99999 | 1 | 0 | 1 | -360 | 360 | 0 | 0 | 0 | 0 | 0 | 0 | 0 | 0
6035 | 6295 | 0 | 0.30885 | 0 | 99999 | 99999 | 99999 | 1 | 0 | 1 | -360 | 360 | 0 | 0 | 0 | 0 | 0 | 0 | 0 | 0
6035 | 6223 | 0 | 0.12929 | 0 | 99999 | 99999 | 99999 | 1 | 0 | 1 | -360 | 360 | 0 | 0 | 0 | 0 | 0 | 0 | 0 | 0
6035 | 6061 | 0 | 0.45451 | 0 | 99999 | 99999 | 99999 | 1 | 0 | 1 | -360 | 360 | 0 | 0 | 0 | 0 | 0 | 0 | 0 | 0
6035 | 6330 | 0 | 0.53017 | 0 | 99999 | 99999 | 99999 | 1 | 0 | 1 | -360 | 360 | 0 | 0 | 0 | 0 | 0 | 0 | 0 | 0
6035 | 6111 | 0 | 0.15583 | 0 | 99999 | 99999 | 99999 | 1 | 0 | 1 | -360 | 360 | 0 | 0 | 0 | 0 | 0 | 0 | 0 | 0
6035 | 8087 | 0 | 0.44063 | 0 | 99999 | 99999 | 99999 | 1 | 0 | 1 | -360 | 360 | 0 | 0 | 0 | 0 | 0 | 0 | 0 | 0
6037 | 6115 | 0 | 0.058788 | 0 | 99999 | 99999 | 99999 | 1 | 0 | 1 | -360 | 360 | 0 | 0 | 0 | 0 | 0 | 0 | 0 | 0
6037 | 6168 | 0 | 0.3291 | 0 | 99999 | 99999 | 99999 | 1 | 0 | 1 | -360 | 360 | 0 | 0 | 0 | 0 | 0 | 0 | 0 | 0
6037 | 6199 | 0 | 0.038688 | 0 | 99999 | 99999 | 99999 | 1 | 0 | 1 | -360 | 360 | 0 | 0 | 0 | 0 | 0 | 0 | 0 | 0
6037 | 6236 | 0 | 0.15935 | 0 | 99999 | 99999 | 99999 | 1 | 0 | 1 | -360 | 360 | 0 | 0 | 0 | 0 | 0 | 0 | 0 | 0
6037 | 7406 | 0 | 0.2007 | 0 | 99999 | 99999 | 99999 | 1 | 0 | 1 | -360 | 360 | 0 | 0 | 0 | 0 | 0 | 0 | 0 | 0
6037 | 6047 | 0 | 0.17205 | 0 | 99999 | 99999 | 99999 | 1 | 0 | 1 | -360 | 360 | 0 | 0 | 0 | 0 | 0 | 0 | 0 | 0
6037 | 6349 | 0 | 0.25401 | 0 | 99999 | 99999 | 99999 | 1 | 0 | 1 | -360 | 360 | 0 | 0 | 0 | 0 | 0 | 0 | 0 | 0
6037 | 6335 | 0 | 0.28201 | 0 | 99999 | 99999 | 99999 | 1 | 0 | 1 | -360 | 360 | 0 | 0 | 0 | 0 | 0 | 0 | 0 | 0
6037 | 6288 | 0 | 0.064001 | 0 | 99999 | 99999 | 99999 | 1 | 0 | 1 | -360 | 360 | 0 | 0 | 0 | 0 | 0 | 0 | 0 | 0
6037 | 6178 | 0 | 0.25239 | 0 | 99999 | 99999 | 99999 | 1 | 0 | 1 | -360 | 360 | 0 | 0 | 0 | 0 | 0 | 0 | 0 | 0
6037 | 6058 | 0 | 0.094078 | 0 | 99999 | 99999 | 99999 | 1 | 0 | 1 | -360 | 360 | 0 | 0 | 0 | 0 | 0 | 0 | 0 | 0
6037 | 6302 | 0 | 0.44943 | 0 | 99999 | 99999 | 99999 | 1 | 0 | 1 | -360 | 360 | 0 | 0 | 0 | 0 | 0 | 0 | 0 | 0
6037 | 6230 | 0 | 0.65748 | 0 | 99999 | 99999 | 99999 | 1 | 0 | 1 | -360 | 360 | 0 | 0 | 0 | 0 | 0 | 0 | 0 | 0
6037 | 6280 | 0 | 0.28869 | 0 | 99999 | 99999 | 99999 | 1 | 0 | 1 | -360 | 360 | 0 | 0 | 0 | 0 | 0 | 0 | 0 | 0
6037 | 6241 | 0 | 0.18042 | 0 | 99999 | 99999 | 99999 | 1 | 0 | 1 | -360 | 360 | 0 | 0 | 0 | 0 | 0 | 0 | 0 | 0
6037 | 6164 | 0 | 0.29104 | 0 | 99999 | 99999 | 99999 | 1 | 0 | 1 | -360 | 360 | 0 | 0 | 0 | 0 | 0 | 0 | 0 | 0
6037 | 6069 | 0 | 0.2336 | 0 | 99999 | 99999 | 99999 | 1 | 0 | 1 | -360 | 360 | 0 | 0 | 0 | 0 | 0 | 0 | 0 | 0
6037 | 6147 | 0 | 0.14682 | 0 | 99999 | 99999 | 99999 | 1 | 0 | 1 | -360 | 360 | 0 | 0 | 0 | 0 | 0 | 0 | 0 | 0
6047 | 6115 | 0 | 0.69118 | 0 | 99999 | 99999 | 99999 | 1 | 0 | 1 | -360 | 360 | 0 | 0 | 0 | 0 | 0 | 0 | 0 | 0
6047 | 6168 | 0 | 0.16641 | 0 | 99999 | 99999 | 99999 | 1 | 0 | 1 | -360 | 360 | 0 | 0 | 0 | 0 | 0 | 0 | 0 | 0
6047 | 6199 | 0 | 0.038088 | 0 | 99999 | 99999 | 99999 | 1 | 0 | 1 | -360 | 360 | 0 | 0 | 0 | 0 | 0 | 0 | 0 | 0
6047 | 6236 | 0 | 0.2137 | 0 | 99999 | 99999 | 99999 | 1 | 0 | 1 | -360 | 360 | 0 | 0 | 0 | 0 | 0 | 0 | 0 | 0
6047 | 6349 | 0 | 0.34211 | 0 | 99999 | 99999 | 99999 | 1 | 0 | 1 | -360 | 360 | 0 | 0 | 0 | 0 | 0 | 0 | 0 | 0
6047 | 6288 | 0 | 0.33387 | 0 | 99999 | 99999 | 99999 | 1 | 0 | 1 | -360 | 360 | 0 | 0 | 0 | 0 | 0 | 0 | 0 | 0
6047 | 6058 | 0 | 0.71488 | 0 | 99999 | 99999 | 99999 | 1 | 0 | 1 | -360 | 360 | 0 | 0 | 0 | 0 | 0 | 0 | 0 | 0
6047 | 6069 | 0 | 0.51961 | 0 | 99999 | 99999 | 99999 | 1 | 0 | 1 | -360 | 360 | 0 | 0 | 0 | 0 | 0 | 0 | 0 | 0
6047 | 6147 | 0 | 0.66898 | 0 | 99999 | 99999 | 99999 | 1 | 0 | 1 | -360 | 360 | 0 | 0 | 0 | 0 | 0 | 0 | 0 | 0
6058 | 6115 | 0 | 0.12148 | 0 | 99999 | 99999 | 99999 | 1 | 0 | 1 | -360 | 360 | 0 | 0 | 0 | 0 | 0 | 0 | 0 | 0
6058 | 6199 | 0 | 0.21812 | 0 | 99999 | 99999 | 99999 | 1 | 0 | 1 | -360 | 360 | 0 | 0 | 0 | 0 | 0 | 0 | 0 | 0
6058 | 6236 | 0 | 0.38658 | 0 | 99999 | 99999 | 99999 | 1 | 0 | 1 | -360 | 360 | 0 | 0 | 0 | 0 | 0 | 0 | 0 | 0
6058 | 7406 | 0 | 0.29329 | 0 | 99999 | 99999 | 99999 | 1 | 0 | 1 | -360 | 360 | 0 | 0 | 0 | 0 | 0 | 0 | 0 | 0
6058 | 6349 | 0 | 0.17795 | 0 | 99999 | 99999 | 99999 | 1 | 0 | 1 | -360 | 360 | 0 | 0 | 0 | 0 | 0 | 0 | 0 | 0
6058 | 6288 | 0 | 0.57037 | 0 | 99999 | 99999 | 99999 | 1 | 0 | 1 | -360 | 360 | 0 | 0 | 0 | 0 | 0 | 0 | 0 | 0
6058 | 6178 | 0 | 0.42188 | 0 | 99999 | 99999 | 99999 | 1 | 0 | 1 | -360 | 360 | 0 | 0 | 0 | 0 | 0 | 0 | 0 | 0
6058 | 6302 | 0 | 0.22159 | 0 | 99999 | 99999 | 99999 | 1 | 0 | 1 | -360 | 360 | 0 | 0 | 0 | 0 | 0 | 0 | 0 | 0
6058 | 6230 | 0 | 0.22305 | 0 | 99999 | 99999 | 99999 | 1 | 0 | 1 | -360 | 360 | 0 | 0 | 0 | 0 | 0 | 0 | 0 | 0
6058 | 6223 | 0 | 0.67689 | 0 | 99999 | 99999 | 99999 | 1 | 0 | 1 | -360 | 360 | 0 | 0 | 0 | 0 | 0 | 0 | 0 | 0
6058 | 6278 | 0 | 0.72602 | 0 | 99999 | 99999 | 99999 | 1 | 0 | 1 | -360 | 360 | 0 | 0 | 0 | 0 | 0 | 0 | 0 | 0
6058 | 6280 | 0 | 0.22059 | 0 | 99999 | 99999 | 99999 | 1 | 0 | 1 | -360 | 360 | 0 | 0 | 0 | 0 | 0 | 0 | 0 | 0
6058 | 6164 | 0 | 0.22964 | 0 | 99999 | 99999 | 99999 | 1 | 0 | 1 | -360 | 360 | 0 | 0 | 0 | 0 | 0 | 0 | 0 | 0
6058 | 6069 | 0 | 0.1416 | 0 | 99999 | 99999 | 99999 | 1 | 0 | 1 | -360 | 360 | 0 | 0 | 0 | 0 | 0 | 0 | 0 | 0
6058 | 6147 | 0 | 0.41073 | 0 | 99999 | 99999 | 99999 | 1 | 0 | 1 | -360 | 360 | 0 | 0 | 0 | 0 | 0 | 0 | 0 | 0
6061 | 6208 | 0 | 0.08902 | 0 | 99999 | 99999 | 99999 | 1 | 0 | 1 | -360 | 360 | 0 | 0 | 0 | 0 | 0 | 0 | 0 | 0
6061 | 6349 | 0 | 0.28649 | 0 | 99999 | 99999 | 99999 | 1 | 0 | 1 | -360 | 360 | 0 | 0 | 0 | 0 | 0 | 0 | 0 | 0
6061 | 6238 | 0 | 0.17866 | 0 | 99999 | 99999 | 99999 | 1 | 0 | 1 | -360 | 360 | 0 | 0 | 0 | 0 | 0 | 0 | 0 | 0
6061 | 6120 | 0 | 0.22892 | 0 | 99999 | 99999 | 99999 | 1 | 0 | 1 | -360 | 360 | 0 | 0 | 0 | 0 | 0 | 0 | 0 | 0
6061 | 6223 | 0 | 0.18295 | 0 | 99999 | 99999 | 99999 | 1 | 0 | 1 | -360 | 360 | 0 | 0 | 0 | 0 | 0 | 0 | 0 | 0
6061 | 6330 | 0 | 0.19981 | 0 | 99999 | 99999 | 99999 | 1 | 0 | 1 | -360 | 360 | 0 | 0 | 0 | 0 | 0 | 0 | 0 | 0
6069 | 6115 | 0 | 0.71676 | 0 | 99999 | 99999 | 99999 | 1 | 0 | 1 | -360 | 360 | 0 | 0 | 0 | 0 | 0 | 0 | 0 | 0
6069 | 6199 | 0 | 0.28481 | 0 | 99999 | 99999 | 99999 | 1 | 0 | 1 | -360 | 360 | 0 | 0 | 0 | 0 | 0 | 0 | 0 | 0
6069 | 6236 | 0 | 0.37732 | 0 | 99999 | 99999 | 99999 | 1 | 0 | 1 | -360 | 360 | 0 | 0 | 0 | 0 | 0 | 0 | 0 | 0
6069 | 7406 | 0 | 0.27025 | 0 | 99999 | 99999 | 99999 | 1 | 0 | 1 | -360 | 360 | 0 | 0 | 0 | 0 | 0 | 0 | 0 | 0
6069 | 6349 | 0 | 0.09446 | 0 | 99999 | 99999 | 99999 | 1 | 0 | 1 | -360 | 360 | 0 | 0 | 0 | 0 | 0 | 0 | 0 | 0
6069 | 6288 | 0 | 0.76929 | 0 | 99999 | 99999 | 99999 | 1 | 0 | 1 | -360 | 360 | 0 | 0 | 0 | 0 | 0 | 0 | 0 | 0
6069 | 6302 | 0 | 0.20227 | 0 | 99999 | 99999 | 99999 | 1 | 0 | 1 | -360 | 360 | 0 | 0 | 0 | 0 | 0 | 0 | 0 | 0
6069 | 6230 | 0 | 0.41027 | 0 | 99999 | 99999 | 99999 | 1 | 0 | 1 | -360 | 360 | 0 | 0 | 0 | 0 | 0 | 0 | 0 | 0
6069 | 6223 | 0 | 0.76866 | 0 | 99999 | 99999 | 99999 | 1 | 0 | 1 | -360 | 360 | 0 | 0 | 0 | 0 | 0 | 0 | 0 | 0
6069 | 6280 | 0 | 0.36917 | 0 | 99999 | 99999 | 99999 | 1 | 0 | 1 | -360 | 360 | 0 | 0 | 0 | 0 | 0 | 0 | 0 | 0
6069 | 6164 | 0 | 0.20682 | 0 | 99999 | 99999 | 99999 | 1 | 0 | 1 | -360 | 360 | 0 | 0 | 0 | 0 | 0 | 0 | 0 | 0
6069 | 6147 | 0 | 0.38795 | 0 | 99999 | 99999 | 99999 | 1 | 0 | 1 | -360 | 360 | 0 | 0 | 0 | 0 | 0 | 0 | 0 | 0
6078 | 7389 | 0 | 0.41424 | 0 | 99999 | 99999 | 99999 | 1 | 0 | 1 | -360 | 360 | 0 | 0 | 0 | 0 | 0 | 0 | 0 | 0
6078 | 7406 | 0 | 0.086651 | 0 | 99999 | 99999 | 99999 | 1 | 0 | 1 | -360 | 360 | 0 | 0 | 0 | 0 | 0 | 0 | 0 | 0
6078 | 7400 | 0 | 0.28025 | 0 | 99999 | 99999 | 99999 | 1 | 0 | 1 | -360 | 360 | 0 | 0 | 0 | 0 | 0 | 0 | 0 | 0
6078 | 8095 | 0 | 0.78161 | 0 | 99999 | 99999 | 99999 | 1 | 0 | 1 | -360 | 360 | 0 | 0 | 0 | 0 | 0 | 0 | 0 | 0
6078 | 8140 | 0 | 0.56227 | 0 | 99999 | 99999 | 99999 | 1 | 0 | 1 | -360 | 360 | 0 | 0 | 0 | 0 | 0 | 0 | 0 | 0
6078 | 7428 | 0 | 0.73339 | 0 | 99999 | 99999 | 99999 | 1 | 0 | 1 | -360 | 360 | 0 | 0 | 0 | 0 | 0 | 0 | 0 | 0
6078 | 6349 | 0 | 0.63917 | 0 | 99999 | 99999 | 99999 | 1 | 0 | 1 | -360 | 360 | 0 | 0 | 0 | 0 | 0 | 0 | 0 | 0
6111 | 6355 | 0 | 0.6745 | 0 | 99999 | 99999 | 99999 | 1 | 0 | 1 | -360 | 360 | 0 | 0 | 0 | 0 | 0 | 0 | 0 | 0
6111 | 6344 | 0 | 0.22344 | 0 | 99999 | 99999 | 99999 | 1 | 0 | 1 | -360 | 360 | 0 | 0 | 0 | 0 | 0 | 0 | 0 | 0
6111 | 6349 | 0 | 0.10526 | 0 | 99999 | 99999 | 99999 | 1 | 0 | 1 | -360 | 360 | 0 | 0 | 0 | 0 | 0 | 0 | 0 | 0
6111 | 6295 | 0 | 0.20219 | 0 | 99999 | 99999 | 99999 | 1 | 0 | 1 | -360 | 360 | 0 | 0 | 0 | 0 | 0 | 0 | 0 | 0
6111 | 6223 | 0 | 0.52401 | 0 | 99999 | 99999 | 99999 | 1 | 0 | 1 | -360 | 360 | 0 | 0 | 0 | 0 | 0 | 0 | 0 | 0
6111 | 8087 | 0 | 0.11642 | 0 | 99999 | 99999 | 99999 | 1 | 0 | 1 | -360 | 360 | 0 | 0 | 0 | 0 | 0 | 0 | 0 | 0
6115 | 6168 | 0 | 0.33278 | 0 | 99999 | 99999 | 99999 | 1 | 0 | 1 | -360 | 360 | 0 | 0 | 0 | 0 | 0 | 0 | 0 | 0
6115 | 6199 | 0 | 0.20998 | 0 | 99999 | 99999 | 99999 | 1 | 0 | 1 | -360 | 360 | 0 | 0 | 0 | 0 | 0 | 0 | 0 | 0
6115 | 6236 | 0 | 0.43287 | 0 | 99999 | 99999 | 99999 | 1 | 0 | 1 | -360 | 360 | 0 | 0 | 0 | 0 | 0 | 0 | 0 | 0
6115 | 6288 | 0 | 0.097517 | 0 | 99999 | 99999 | 99999 | 1 | 0 | 1 | -360 | 360 | 0 | 0 | 0 | 0 | 0 | 0 | 0 | 0
6115 | 6280 | 0 | 0.25632 | 0 | 99999 | 99999 | 99999 | 1 | 0 | 1 | -360 | 360 | 0 | 0 | 0 | 0 | 0 | 0 | 0 | 0
6115 | 6241 | 0 | 0.33184 | 0 | 99999 | 99999 | 99999 | 1 | 0 | 1 | -360 | 360 | 0 | 0 | 0 | 0 | 0 | 0 | 0 | 0
6120 | 6355 | 0 | 0.12599 | 0 | 99999 | 99999 | 99999 | 1 | 0 | 1 | -360 | 360 | 0 | 0 | 0 | 0 | 0 | 0 | 0 | 0
6120 | 6208 | 0 | 0.028804 | 0 | 99999 | 99999 | 99999 | 1 | 0 | 1 | -360 | 360 | 0 | 0 | 0 | 0 | 0 | 0 | 0 | 0
6120 | 6344 | 0 | 0.17416 | 0 | 99999 | 99999 | 99999 | 1 | 0 | 1 | -360 | 360 | 0 | 0 | 0 | 0 | 0 | 0 | 0 | 0
6120 | 6349 | 0 | 0.048221 | 0 | 99999 | 99999 | 99999 | 1 | 0 | 1 | -360 | 360 | 0 | 0 | 0 | 0 | 0 | 0 | 0 | 0
6120 | 6223 | 0 | 0.39361 | 0 | 99999 | 99999 | 99999 | 1 | 0 | 1 | -360 | 360 | 0 | 0 | 0 | 0 | 0 | 0 | 0 | 0
6147 | 6199 | 0 | 0.18963 | 0 | 99999 | 99999 | 99999 | 1 | 0 | 1 | -360 | 360 | 0 | 0 | 0 | 0 | 0 | 0 | 0 | 0
6147 | 6236 | 0 | 0.24889 | 0 | 99999 | 99999 | 99999 | 1 | 0 | 1 | -360 | 360 | 0 | 0 | 0 | 0 | 0 | 0 | 0 | 0
6147 | 7406 | 0 | 0.17345 | 0 | 99999 | 99999 | 99999 | 1 | 0 | 1 | -360 | 360 | 0 | 0 | 0 | 0 | 0 | 0 | 0 | 0
6147 | 6349 | 0 | 0.38294 | 0 | 99999 | 99999 | 99999 | 1 | 0 | 1 | -360 | 360 | 0 | 0 | 0 | 0 | 0 | 0 | 0 | 0
6147 | 6335 | 0 | 0.77351 | 0 | 99999 | 99999 | 99999 | 1 | 0 | 1 | -360 | 360 | 0 | 0 | 0 | 0 | 0 | 0 | 0 | 0
6147 | 6288 | 0 | 0.37949 | 0 | 99999 | 99999 | 99999 | 1 | 0 | 1 | -360 | 360 | 0 | 0 | 0 | 0 | 0 | 0 | 0 | 0
6147 | 6178 | 0 | 0.57975 | 0 | 99999 | 99999 | 99999 | 1 | 0 | 1 | -360 | 360 | 0 | 0 | 0 | 0 | 0 | 0 | 0 | 0
6147 | 6302 | 0 | 0.63492 | 0 | 99999 | 99999 | 99999 | 1 | 0 | 1 | -360 | 360 | 0 | 0 | 0 | 0 | 0 | 0 | 0 | 0
6147 | 6280 | 0 | 0.6825 | 0 | 99999 | 99999 | 99999 | 1 | 0 | 1 | -360 | 360 | 0 | 0 | 0 | 0 | 0 | 0 | 0 | 0
6147 | 6241 | 0 | 0.359 | 0 | 99999 | 99999 | 99999 | 1 | 0 | 1 | -360 | 360 | 0 | 0 | 0 | 0 | 0 | 0 | 0 | 0
6147 | 6164 | 0 | 0.30152 | 0 | 99999 | 99999 | 99999 | 1 | 0 | 1 | -360 | 360 | 0 | 0 | 0 | 0 | 0 | 0 | 0 | 0
6164 | 6199 | 0 | 0.39862 | 0 | 99999 | 99999 | 99999 | 1 | 0 | 1 | -360 | 360 | 0 | 0 | 0 | 0 | 0 | 0 | 0 | 0
6164 | 6236 | 0 | 0.52188 | 0 | 99999 | 99999 | 99999 | 1 | 0 | 1 | -360 | 360 | 0 | 0 | 0 | 0 | 0 | 0 | 0 | 0
6164 | 7406 | 0 | 0.1686 | 0 | 99999 | 99999 | 99999 | 1 | 0 | 1 | -360 | 360 | 0 | 0 | 0 | 0 | 0 | 0 | 0 | 0
6164 | 6349 | 0 | 0.25703 | 0 | 99999 | 99999 | 99999 | 1 | 0 | 1 | -360 | 360 | 0 | 0 | 0 | 0 | 0 | 0 | 0 | 0
6164 | 6302 | 0 | 0.28686 | 0 | 99999 | 99999 | 99999 | 1 | 0 | 1 | -360 | 360 | 0 | 0 | 0 | 0 | 0 | 0 | 0 | 0
6164 | 6230 | 0 | 0.5539 | 0 | 99999 | 99999 | 99999 | 1 | 0 | 1 | -360 | 360 | 0 | 0 | 0 | 0 | 0 | 0 | 0 | 0
6164 | 6280 | 0 | 0.40851 | 0 | 99999 | 99999 | 99999 | 1 | 0 | 1 | -360 | 360 | 0 | 0 | 0 | 0 | 0 | 0 | 0 | 0
6168 | 6199 | 0 | 0.018645 | 0 | 99999 | 99999 | 99999 | 1 | 0 | 1 | -360 | 360 | 0 | 0 | 0 | 0 | 0 | 0 | 0 | 0
6168 | 6236 | 0 | 0.068398 | 0 | 99999 | 99999 | 99999 | 1 | 0 | 1 | -360 | 360 | 0 | 0 | 0 | 0 | 0 | 0 | 0 | 0
6168 | 6288 | 0 | 0.11919 | 0 | 99999 | 99999 | 99999 | 1 | 0 | 1 | -360 | 360 | 0 | 0 | 0 | 0 | 0 | 0 | 0 | 0
6168 | 6178 | 0 | 0.13188 | 0 | 99999 | 99999 | 99999 | 1 | 0 | 1 | -360 | 360 | 0 | 0 | 0 | 0 | 0 | 0 | 0 | 0
6178 | 6199 | 0 | 0.20102 | 0 | 99999 | 99999 | 99999 | 1 | 0 | 1 | -360 | 360 | 0 | 0 | 0 | 0 | 0 | 0 | 0 | 0
6178 | 6236 | 0 | 0.18289 | 0 | 99999 | 99999 | 99999 | 1 | 0 | 1 | -360 | 360 | 0 | 0 | 0 | 0 | 0 | 0 | 0 | 0
6178 | 7406 | 0 | 0.63474 | 0 | 99999 | 99999 | 99999 | 1 | 0 | 1 | -360 | 360 | 0 | 0 | 0 | 0 | 0 | 0 | 0 | 0
6178 | 6349 | 0 | 0.68381 | 0 | 99999 | 99999 | 99999 | 1 | 0 | 1 | -360 | 360 | 0 | 0 | 0 | 0 | 0 | 0 | 0 | 0
6178 | 6335 | 0 | 0.32118 | 0 | 99999 | 99999 | 99999 | 1 | 0 | 1 | -360 | 360 | 0 | 0 | 0 | 0 | 0 | 0 | 0 | 0
6178 | 6288 | 0 | 0.37681 | 0 | 99999 | 99999 | 99999 | 1 | 0 | 1 | -360 | 360 | 0 | 0 | 0 | 0 | 0 | 0 | 0 | 0
6178 | 6241 | 0 | 0.6368 | 0 | 99999 | 99999 | 99999 | 1 | 0 | 1 | -360 | 360 | 0 | 0 | 0 | 0 | 0 | 0 | 0 | 0
6199 | 6236 | 0 | 0.10305 | 0 | 99999 | 99999 | 99999 | 1 | 0 | 1 | -360 | 360 | 0 | 0 | 0 | 0 | 0 | 0 | 0 | 0
6199 | 7406 | 0 | 0.24371 | 0 | 99999 | 99999 | 99999 | 1 | 0 | 1 | -360 | 360 | 0 | 0 | 0 | 0 | 0 | 0 | 0 | 0
6199 | 6349 | 0 | 0.21382 | 0 | 99999 | 99999 | 99999 | 1 | 0 | 1 | -360 | 360 | 0 | 0 | 0 | 0 | 0 | 0 | 0 | 0
6199 | 6335 | 0 | 0.39604 | 0 | 99999 | 99999 | 99999 | 1 | 0 | 1 | -360 | 360 | 0 | 0 | 0 | 0 | 0 | 0 | 0 | 0
6199 | 6288 | 0 | 0.047784 | 0 | 99999 | 99999 | 99999 | 1 | 0 | 1 | -360 | 360 | 0 | 0 | 0 | 0 | 0 | 0 | 0 | 0
6199 | 6302 | 0 | 0.60305 | 0 | 99999 | 99999 | 99999 | 1 | 0 | 1 | -360 | 360 | 0 | 0 | 0 | 0 | 0 | 0 | 0 | 0
6199 | 6280 | 0 | 0.67681 | 0 | 99999 | 99999 | 99999 | 1 | 0 | 1 | -360 | 360 | 0 | 0 | 0 | 0 | 0 | 0 | 0 | 0
6199 | 6241 | 0 | 0.15692 | 0 | 99999 | 99999 | 99999 | 1 | 0 | 1 | -360 | 360 | 0 | 0 | 0 | 0 | 0 | 0 | 0 | 0
6208 | 6344 | 0 | 0.058662 | 0 | 99999 | 99999 | 99999 | 1 | 0 | 1 | -360 | 360 | 0 | 0 | 0 | 0 | 0 | 0 | 0 | 0
6208 | 6349 | 0 | 0.42824 | 0 | 99999 | 99999 | 99999 | 1 | 0 | 1 | -360 | 360 | 0 | 0 | 0 | 0 | 0 | 0 | 0 | 0
6208 | 6238 | 0 | 0.63565 | 0 | 99999 | 99999 | 99999 | 1 | 0 | 1 | -360 | 360 | 0 | 0 | 0 | 0 | 0 | 0 | 0 | 0
6208 | 6223 | 0 | 0.23875 | 0 | 99999 | 99999 | 99999 | 1 | 0 | 1 | -360 | 360 | 0 | 0 | 0 | 0 | 0 | 0 | 0 | 0
6208 | 6330 | 0 | 0.6936 | 0 | 99999 | 99999 | 99999 | 1 | 0 | 1 | -360 | 360 | 0 | 0 | 0 | 0 | 0 | 0 | 0 | 0
6214 | 6349 | 0 | 0.073325 | 0 | 99999 | 99999 | 99999 | 1 | 0 | 1 | -360 | 360 | 0 | 0 | 0 | 0 | 0 | 0 | 0 | 0
6214 | 6295 | 0 | 0.50271 | 0 | 99999 | 99999 | 99999 | 1 | 0 | 1 | -360 | 360 | 0 | 0 | 0 | 0 | 0 | 0 | 0 | 0
6223 | 6238 | 0 | 0.01685 | 0 | 99999 | 99999 | 99999 | 1 | 0 | 1 | -360 | 360 | 0 | 0 | 0 | 0 | 0 | 0 | 0 | 0
6223 | 6330 | 0 | 0.067754 | 0 | 99999 | 99999 | 99999 | 1 | 0 | 1 | -360 | 360 | 0 | 0 | 0 | 0 | 0 | 0 | 0 | 0
6223 | 6355 | 0 | 0.21305 | 0 | 99999 | 99999 | 99999 | 1 | 0 | 1 | -360 | 360 | 0 | 0 | 0 | 0 | 0 | 0 | 0 | 0
6223 | 6344 | 0 | 0.26253 | 0 | 99999 | 99999 | 99999 | 1 | 0 | 1 | -360 | 360 | 0 | 0 | 0 | 0 | 0 | 0 | 0 | 0
6223 | 6349 | 0 | 0.033401 | 0 | 99999 | 99999 | 99999 | 1 | 0 | 1 | -360 | 360 | 0 | 0 | 0 | 0 | 0 | 0 | 0 | 0
6223 | 6295 | 0 | 0.13179 | 0 | 99999 | 99999 | 99999 | 1 | 0 | 1 | -360 | 360 | 0 | 0 | 0 | 0 | 0 | 0 | 0 | 0
6223 | 6230 | 0 | 0.043371 | 0 | 99999 | 99999 | 99999 | 1 | 0 | 1 | -360 | 360 | 0 | 0 | 0 | 0 | 0 | 0 | 0 | 0
6223 | 6278 | 0 | 0.30748 | 0 | 99999 | 99999 | 99999 | 1 | 0 | 1 | -360 | 360 | 0 | 0 | 0 | 0 | 0 | 0 | 0 | 0
6230 | 7406 | 0 | 0.73615 | 0 | 99999 | 99999 | 99999 | 1 | 0 | 1 | -360 | 360 | 0 | 0 | 0 | 0 | 0 | 0 | 0 | 0
6230 | 6349 | 0 | 0.19436 | 0 | 99999 | 99999 | 99999 | 1 | 0 | 1 | -360 | 360 | 0 | 0 | 0 | 0 | 0 | 0 | 0 | 0
6230 | 6302 | 0 | 0.39023 | 0 | 99999 | 99999 | 99999 | 1 | 0 | 1 | -360 | 360 | 0 | 0 | 0 | 0 | 0 | 0 | 0 | 0
6230 | 6278 | 0 | 0.1137 | 0 | 99999 | 99999 | 99999 | 1 | 0 | 1 | -360 | 360 | 0 | 0 | 0 | 0 | 0 | 0 | 0 | 0
6230 | 6280 | 0 | 0.5601 | 0 | 99999 | 99999 | 99999 | 1 | 0 | 1 | -360 | 360 | 0 | 0 | 0 | 0 | 0 | 0 | 0 | 0
6236 | 6335 | 0 | 0.019696 | 0 | 99999 | 99999 | 99999 | 1 | 0 | 1 | -360 | 360 | 0 | 0 | 0 | 0 | 0 | 0 | 0 | 0
6236 | 7406 | 0 | 0.27249 | 0 | 99999 | 99999 | 99999 | 1 | 0 | 1 | -360 | 360 | 0 | 0 | 0 | 0 | 0 | 0 | 0 | 0
6236 | 6349 | 0 | 0.28702 | 0 | 99999 | 99999 | 99999 | 1 | 0 | 1 | -360 | 360 | 0 | 0 | 0 | 0 | 0 | 0 | 0 | 0
6236 | 6288 | 0 | 0.17427 | 0 | 99999 | 99999 | 99999 | 1 | 0 | 1 | -360 | 360 | 0 | 0 | 0 | 0 | 0 | 0 | 0 | 0
6236 | 6241 | 0 | 0.35928 | 0 | 99999 | 99999 | 99999 | 1 | 0 | 1 | -360 | 360 | 0 | 0 | 0 | 0 | 0 | 0 | 0 | 0
6238 | 6330 | 0 | 0.067518 | 0 | 99999 | 99999 | 99999 | 1 | 0 | 1 | -360 | 360 | 0 | 0 | 0 | 0 | 0 | 0 | 0 | 0
6238 | 6349 | 0 | 0.45339 | 0 | 99999 | 99999 | 99999 | 1 | 0 | 1 | -360 | 360 | 0 | 0 | 0 | 0 | 0 | 0 | 0 | 0
6241 | 7406 | 0 | 0.27384 | 0 | 99999 | 99999 | 99999 | 1 | 0 | 1 | -360 | 360 | 0 | 0 | 0 | 0 | 0 | 0 | 0 | 0
6241 | 6288 | 0 | 0.14568 | 0 | 99999 | 99999 | 99999 | 1 | 0 | 1 | -360 | 360 | 0 | 0 | 0 | 0 | 0 | 0 | 0 | 0
6278 | 6349 | 0 | 0.58689 | 0 | 99999 | 99999 | 99999 | 1 | 0 | 1 | -360 | 360 | 0 | 0 | 0 | 0 | 0 | 0 | 0 | 0
6278 | 6280 | 0 | 0.49758 | 0 | 99999 | 99999 | 99999 | 1 | 0 | 1 | -360 | 360 | 0 | 0 | 0 | 0 | 0 | 0 | 0 | 0
6280 | 7406 | 0 | 0.44021 | 0 | 99999 | 99999 | 99999 | 1 | 0 | 1 | -360 | 360 | 0 | 0 | 0 | 0 | 0 | 0 | 0 | 0
6280 | 6349 | 0 | 0.43425 | 0 | 99999 | 99999 | 99999 | 1 | 0 | 1 | -360 | 360 | 0 | 0 | 0 | 0 | 0 | 0 | 0 | 0
6280 | 6302 | 0 | 0.56806 | 0 | 99999 | 99999 | 99999 | 1 | 0 | 1 | -360 | 360 | 0 | 0 | 0 | 0 | 0 | 0 | 0 | 0
6288 | 7406 | 0 | 0.43407 | 0 | 99999 | 99999 | 99999 | 1 | 0 | 1 | -360 | 360 | 0 | 0 | 0 | 0 | 0 | 0 | 0 | 0
6288 | 6349 | 0 | 0.69915 | 0 | 99999 | 99999 | 99999 | 1 | 0 | 1 | -360 | 360 | 0 | 0 | 0 | 0 | 0 | 0 | 0 | 0
6295 | 6344 | 0 | 0.55636 | 0 | 99999 | 99999 | 99999 | 1 | 0 | 1 | -360 | 360 | 0 | 0 | 0 | 0 | 0 | 0 | 0 | 0
6295 | 6349 | 0 | 0.027328 | 0 | 99999 | 99999 | 99999 | 1 | 0 | 1 | -360 | 360 | 0 | 0 | 0 | 0 | 0 | 0 | 0 | 0
6295 | 8087 | 0 | 0.57133 | 0 | 99999 | 99999 | 99999 | 1 | 0 | 1 | -360 | 360 | 0 | 0 | 0 | 0 | 0 | 0 | 0 | 0
6302 | 7406 | 0 | 0.3955 | 0 | 99999 | 99999 | 99999 | 1 | 0 | 1 | -360 | 360 | 0 | 0 | 0 | 0 | 0 | 0 | 0 | 0
6302 | 6349 | 0 | 0.25684 | 0 | 99999 | 99999 | 99999 | 1 | 0 | 1 | -360 | 360 | 0 | 0 | 0 | 0 | 0 | 0 | 0 | 0
6330 | 6349 | 0 | 0.75718 | 0 | 99999 | 99999 | 99999 | 1 | 0 | 1 | -360 | 360 | 0 | 0 | 0 | 0 | 0 | 0 | 0 | 0
6344 | 6355 | 0 | 0.062498 | 0 | 99999 | 99999 | 99999 | 1 | 0 | 1 | -360 | 360 | 0 | 0 | 0 | 0 | 0 | 0 | 0 | 0
6344 | 6349 | 0 | 0.05228 | 0 | 99999 | 99999 | 99999 | 1 | 0 | 1 | -360 | 360 | 0 | 0 | 0 | 0 | 0 | 0 | 0 | 0
6344 | 8087 | 0 | 0.59699 | 0 | 99999 | 99999 | 99999 | 1 | 0 | 1 | -360 | 360 | 0 | 0 | 0 | 0 | 0 | 0 | 0 | 0
6349 | 7406 | 0 | 0.26902 | 0 | 99999 | 99999 | 99999 | 1 | 0 | 1 | -360 | 360 | 0 | 0 | 0 | 0 | 0 | 0 | 0 | 0
6349 | 6355 | 0 | 0.082757 | 0 | 99999 | 99999 | 99999 | 1 | 0 | 1 | -360 | 360 | 0 | 0 | 0 | 0 | 0 | 0 | 0 | 0
6349 | 8087 | 0 | 0.27976 | 0 | 99999 | 99999 | 99999 | 1 | 0 | 1 | -360 | 360 | 0 | 0 | 0 | 0 | 0 | 0 | 0 | 0
7001 | 7406 | 0 | 0.087616 | 0 | 99999 | 99999 | 99999 | 1 | 0 | 1 | -360 | 360 | 0 | 0 | 0 | 0 | 0 | 0 | 0 | 0
7004 | 7317 | 0 | 0.15113 | 0 | 99999 | 99999 | 99999 | 1 | 0 | 1 | -360 | 360 | 0 | 0 | 0 | 0 | 0 | 0 | 0 | 0
7004 | 7422 | 0 | 0.10384 | 0 | 99999 | 99999 | 99999 | 1 | 0 | 1 | -360 | 360 | 0 | 0 | 0 | 0 | 0 | 0 | 0 | 0
7004 | 7185 | 0 | 0.39557 | 0 | 99999 | 99999 | 99999 | 1 | 0 | 1 | -360 | 360 | 0 | 0 | 0 | 0 | 0 | 0 | 0 | 0
7004 | 7124 | 0 | 0.17236 | 0 | 99999 | 99999 | 99999 | 1 | 0 | 1 | -360 | 360 | 0 | 0 | 0 | 0 | 0 | 0 | 0 | 0
7004 | 7091 | 0 | 0.3927 | 0 | 99999 | 99999 | 99999 | 1 | 0 | 1 | -360 | 360 | 0 | 0 | 0 | 0 | 0 | 0 | 0 | 0
7004 | 7404 | 0 | 0.60685 | 0 | 99999 | 99999 | 99999 | 1 | 0 | 1 | -360 | 360 | 0 | 0 | 0 | 0 | 0 | 0 | 0 | 0
7004 | 7389 | 0 | 0.55479 | 0 | 99999 | 99999 | 99999 | 1 | 0 | 1 | -360 | 360 | 0 | 0 | 0 | 0 | 0 | 0 | 0 | 0
7004 | 7259 | 0 | 0.18193 | 0 | 99999 | 99999 | 99999 | 1 | 0 | 1 | -360 | 360 | 0 | 0 | 0 | 0 | 0 | 0 | 0 | 0
7004 | 7400 | 0 | 0.034139 | 0 | 99999 | 99999 | 99999 | 1 | 0 | 1 | -360 | 360 | 0 | 0 | 0 | 0 | 0 | 0 | 0 | 0
7004 | 7330 | 0 | 0.16165 | 0 | 99999 | 99999 | 99999 | 1 | 0 | 1 | -360 | 360 | 0 | 0 | 0 | 0 | 0 | 0 | 0 | 0
7004 | 7075 | 0 | 0.551 | 0 | 99999 | 99999 | 99999 | 1 | 0 | 1 | -360 | 360 | 0 | 0 | 0 | 0 | 0 | 0 | 0 | 0
7004 | 7248 | 0 | 0.33561 | 0 | 99999 | 99999 | 99999 | 1 | 0 | 1 | -360 | 360 | 0 | 0 | 0 | 0 | 0 | 0 | 0 | 0
7004 | 7279 | 0 | 0.61445 | 0 | 99999 | 99999 | 99999 | 1 | 0 | 1 | -360 | 360 | 0 | 0 | 0 | 0 | 0 | 0 | 0 | 0
7004 | 7157 | 0 | 0.4885 | 0 | 99999 | 99999 | 99999 | 1 | 0 | 1 | -360 | 360 | 0 | 0 | 0 | 0 | 0 | 0 | 0 | 0
7004 | 7127 | 0 | 0.23358 | 0 | 99999 | 99999 | 99999 | 1 | 0 | 1 | -360 | 360 | 0 | 0 | 0 | 0 | 0 | 0 | 0 | 0
7004 | 7221 | 0 | 0.38901 | 0 | 99999 | 99999 | 99999 | 1 | 0 | 1 | -360 | 360 | 0 | 0 | 0 | 0 | 0 | 0 | 0 | 0
7004 | 7084 | 0 | 0.22498 | 0 | 99999 | 99999 | 99999 | 1 | 0 | 1 | -360 | 360 | 0 | 0 | 0 | 0 | 0 | 0 | 0 | 0
7004 | 7138 | 0 | 0.10999 | 0 | 99999 | 99999 | 99999 | 1 | 0 | 1 | -360 | 360 | 0 | 0 | 0 | 0 | 0 | 0 | 0 | 0
7004 | 7051 | 0 | 0.2305 | 0 | 99999 | 99999 | 99999 | 1 | 0 | 1 | -360 | 360 | 0 | 0 | 0 | 0 | 0 | 0 | 0 | 0
7004 | 7428 | 0 | 0.24168 | 0 | 99999 | 99999 | 99999 | 1 | 0 | 1 | -360 | 360 | 0 | 0 | 0 | 0 | 0 | 0 | 0 | 0
7004 | 7208 | 0 | 0.20486 | 0 | 99999 | 99999 | 99999 | 1 | 0 | 1 | -360 | 360 | 0 | 0 | 0 | 0 | 0 | 0 | 0 | 0
7010 | 7235 | 0 | 0.15824 | 0 | 99999 | 99999 | 99999 | 1 | 0 | 1 | -360 | 360 | 0 | 0 | 0 | 0 | 0 | 0 | 0 | 0
7010 | 7246 | 0 | 0.24731 | 0 | 99999 | 99999 | 99999 | 1 | 0 | 1 | -360 | 360 | 0 | 0 | 0 | 0 | 0 | 0 | 0 | 0
7010 | 7389 | 0 | 0.57903 | 0 | 99999 | 99999 | 99999 | 1 | 0 | 1 | -360 | 360 | 0 | 0 | 0 | 0 | 0 | 0 | 0 | 0
7012 | 7069 | 0 | 0.65141 | 0 | 99999 | 99999 | 99999 | 1 | 0 | 1 | -360 | 360 | 0 | 0 | 0 | 0 | 0 | 0 | 0 | 0
7012 | 7049 | 0 | 0.45115 | 0 | 99999 | 99999 | 99999 | 1 | 0 | 1 | -360 | 360 | 0 | 0 | 0 | 0 | 0 | 0 | 0 | 0
7013 | 7246 | 0 | 0.046848 | 0 | 99999 | 99999 | 99999 | 1 | 0 | 1 | -360 | 360 | 0 | 0 | 0 | 0 | 0 | 0 | 0 | 0
7013 | 7404 | 0 | 0.34147 | 0 | 99999 | 99999 | 99999 | 1 | 0 | 1 | -360 | 360 | 0 | 0 | 0 | 0 | 0 | 0 | 0 | 0
7017 | 7101 | 0 | 0.16743 | 0 | 99999 | 99999 | 99999 | 1 | 0 | 1 | -360 | 360 | 0 | 0 | 0 | 0 | 0 | 0 | 0 | 0
7017 | 7124 | 0 | 0.2202 | 0 | 99999 | 99999 | 99999 | 1 | 0 | 1 | -360 | 360 | 0 | 0 | 0 | 0 | 0 | 0 | 0 | 0
7017 | 7330 | 0 | 0.09074 | 0 | 99999 | 99999 | 99999 | 1 | 0 | 1 | -360 | 360 | 0 | 0 | 0 | 0 | 0 | 0 | 0 | 0
7017 | 7248 | 0 | 0.11779 | 0 | 99999 | 99999 | 99999 | 1 | 0 | 1 | -360 | 360 | 0 | 0 | 0 | 0 | 0 | 0 | 0 | 0
7017 | 7427 | 0 | 0.065412 | 0 | 99999 | 99999 | 99999 | 1 | 0 | 1 | -360 | 360 | 0 | 0 | 0 | 0 | 0 | 0 | 0 | 0
7017 | 7049 | 0 | 0.12199 | 0 | 99999 | 99999 | 99999 | 1 | 0 | 1 | -360 | 360 | 0 | 0 | 0 | 0 | 0 | 0 | 0 | 0
7017 | 7127 | 0 | 0.5014 | 0 | 99999 | 99999 | 99999 | 1 | 0 | 1 | -360 | 360 | 0 | 0 | 0 | 0 | 0 | 0 | 0 | 0
7017 | 7221 | 0 | 0.067323 | 0 | 99999 | 99999 | 99999 | 1 | 0 | 1 | -360 | 360 | 0 | 0 | 0 | 0 | 0 | 0 | 0 | 0
7017 | 7051 | 0 | 0.431 | 0 | 99999 | 99999 | 99999 | 1 | 0 | 1 | -360 | 360 | 0 | 0 | 0 | 0 | 0 | 0 | 0 | 0
7039 | 7422 | 0 | 0.45864 | 0 | 99999 | 99999 | 99999 | 1 | 0 | 1 | -360 | 360 | 0 | 0 | 0 | 0 | 0 | 0 | 0 | 0
7039 | 7185 | 0 | 0.33976 | 0 | 99999 | 99999 | 99999 | 1 | 0 | 1 | -360 | 360 | 0 | 0 | 0 | 0 | 0 | 0 | 0 | 0
7039 | 7389 | 0 | 0.52603 | 0 | 99999 | 99999 | 99999 | 1 | 0 | 1 | -360 | 360 | 0 | 0 | 0 | 0 | 0 | 0 | 0 | 0
7039 | 7069 | 0 | 0.45798 | 0 | 99999 | 99999 | 99999 | 1 | 0 | 1 | -360 | 360 | 0 | 0 | 0 | 0 | 0 | 0 | 0 | 0
7039 | 7410 | 0 | 0.15109 | 0 | 99999 | 99999 | 99999 | 1 | 0 | 1 | -360 | 360 | 0 | 0 | 0 | 0 | 0 | 0 | 0 | 0
7039 | 7400 | 0 | 0.16037 | 0 | 99999 | 99999 | 99999 | 1 | 0 | 1 | -360 | 360 | 0 | 0 | 0 | 0 | 0 | 0 | 0 | 0
7039 | 7049 | 0 | 0.40557 | 0 | 99999 | 99999 | 99999 | 1 | 0 | 1 | -360 | 360 | 0 | 0 | 0 | 0 | 0 | 0 | 0 | 0
7039 | 7127 | 0 | 0.056833 | 0 | 99999 | 99999 | 99999 | 1 | 0 | 1 | -360 | 360 | 0 | 0 | 0 | 0 | 0 | 0 | 0 | 0
7039 | 7353 | 0 | 0.52538 | 0 | 99999 | 99999 | 99999 | 1 | 0 | 1 | -360 | 360 | 0 | 0 | 0 | 0 | 0 | 0 | 0 | 0
7039 | 7343 | 0 | 0.63268 | 0 | 99999 | 99999 | 99999 | 1 | 0 | 1 | -360 | 360 | 0 | 0 | 0 | 0 | 0 | 0 | 0 | 0
7039 | 7428 | 0 | 0.20248 | 0 | 99999 | 99999 | 99999 | 1 | 0 | 1 | -360 | 360 | 0 | 0 | 0 | 0 | 0 | 0 | 0 | 0
7039 | 7229 | 0 | 0.22444 | 0 | 99999 | 99999 | 99999 | 1 | 0 | 1 | -360 | 360 | 0 | 0 | 0 | 0 | 0 | 0 | 0 | 0
7039 | 7311 | 0 | 0.73541 | 0 | 99999 | 99999 | 99999 | 1 | 0 | 1 | -360 | 360 | 0 | 0 | 0 | 0 | 0 | 0 | 0 | 0
7049 | 7422 | 0 | 0.32999 | 0 | 99999 | 99999 | 99999 | 1 | 0 | 1 | -360 | 360 | 0 | 0 | 0 | 0 | 0 | 0 | 0 | 0
7049 | 7235 | 0 | 0.030558 | 0 | 99999 | 99999 | 99999 | 1 | 0 | 1 | -360 | 360 | 0 | 0 | 0 | 0 | 0 | 0 | 0 | 0
7049 | 7124 | 0 | 0.73332 | 0 | 99999 | 99999 | 99999 | 1 | 0 | 1 | -360 | 360 | 0 | 0 | 0 | 0 | 0 | 0 | 0 | 0
7049 | 7389 | 0 | 0.32562 | 0 | 99999 | 99999 | 99999 | 1 | 0 | 1 | -360 | 360 | 0 | 0 | 0 | 0 | 0 | 0 | 0 | 0
7049 | 7410 | 0 | 0.27511 | 0 | 99999 | 99999 | 99999 | 1 | 0 | 1 | -360 | 360 | 0 | 0 | 0 | 0 | 0 | 0 | 0 | 0
7049 | 7400 | 0 | 0.1583 | 0 | 99999 | 99999 | 99999 | 1 | 0 | 1 | -360 | 360 | 0 | 0 | 0 | 0 | 0 | 0 | 0 | 0
7049 | 7427 | 0 | 0.16838 | 0 | 99999 | 99999 | 99999 | 1 | 0 | 1 | -360 | 360 | 0 | 0 | 0 | 0 | 0 | 0 | 0 | 0
7049 | 7170 | 0 | 0.52926 | 0 | 99999 | 99999 | 99999 | 1 | 0 | 1 | -360 | 360 | 0 | 0 | 0 | 0 | 0 | 0 | 0 | 0
7049 | 7127 | 0 | 0.2526 | 0 | 99999 | 99999 | 99999 | 1 | 0 | 1 | -360 | 360 | 0 | 0 | 0 | 0 | 0 | 0 | 0 | 0
7049 | 7201 | 0 | 0.77533 | 0 | 99999 | 99999 | 99999 | 1 | 0 | 1 | -360 | 360 | 0 | 0 | 0 | 0 | 0 | 0 | 0 | 0
7049 | 7343 | 0 | 0.58969 | 0 | 99999 | 99999 | 99999 | 1 | 0 | 1 | -360 | 360 | 0 | 0 | 0 | 0 | 0 | 0 | 0 | 0
7049 | 7428 | 0 | 0.20685 | 0 | 99999 | 99999 | 99999 | 1 | 0 | 1 | -360 | 360 | 0 | 0 | 0 | 0 | 0 | 0 | 0 | 0
7049 | 7229 | 0 | 0.06922 | 0 | 99999 | 99999 | 99999 | 1 | 0 | 1 | -360 | 360 | 0 | 0 | 0 | 0 | 0 | 0 | 0 | 0
7051 | 7317 | 0 | 0.55303 | 0 | 99999 | 99999 | 99999 | 1 | 0 | 1 | -360 | 360 | 0 | 0 | 0 | 0 | 0 | 0 | 0 | 0
7051 | 7422 | 0 | 0.44589 | 0 | 99999 | 99999 | 99999 | 1 | 0 | 1 | -360 | 360 | 0 | 0 | 0 | 0 | 0 | 0 | 0 | 0
7051 | 7246 | 0 | 0.62704 | 0 | 99999 | 99999 | 99999 | 1 | 0 | 1 | -360 | 360 | 0 | 0 | 0 | 0 | 0 | 0 | 0 | 0
7051 | 7124 | 0 | 0.086631 | 0 | 99999 | 99999 | 99999 | 1 | 0 | 1 | -360 | 360 | 0 | 0 | 0 | 0 | 0 | 0 | 0 | 0
7051 | 7091 | 0 | 0.70507 | 0 | 99999 | 99999 | 99999 | 1 | 0 | 1 | -360 | 360 | 0 | 0 | 0 | 0 | 0 | 0 | 0 | 0
7051 | 7404 | 0 | 0.088154 | 0 | 99999 | 99999 | 99999 | 1 | 0 | 1 | -360 | 360 | 0 | 0 | 0 | 0 | 0 | 0 | 0 | 0
7051 | 7177 | 0 | 0.4835 | 0 | 99999 | 99999 | 99999 | 1 | 0 | 1 | -360 | 360 | 0 | 0 | 0 | 0 | 0 | 0 | 0 | 0
7051 | 7389 | 0 | 0.73448 | 0 | 99999 | 99999 | 99999 | 1 | 0 | 1 | -360 | 360 | 0 | 0 | 0 | 0 | 0 | 0 | 0 | 0
7051 | 7387 | 0 | 0.25004 | 0 | 99999 | 99999 | 99999 | 1 | 0 | 1 | -360 | 360 | 0 | 0 | 0 | 0 | 0 | 0 | 0 | 0
7051 | 7259 | 0 | 0.27803 | 0 | 99999 | 99999 | 99999 | 1 | 0 | 1 | -360 | 360 | 0 | 0 | 0 | 0 | 0 | 0 | 0 | 0
7051 | 7400 | 0 | 0.0743 | 0 | 99999 | 99999 | 99999 | 1 | 0 | 1 | -360 | 360 | 0 | 0 | 0 | 0 | 0 | 0 | 0 | 0
7051 | 7330 | 0 | 0.11046 | 0 | 99999 | 99999 | 99999 | 1 | 0 | 1 | -360 | 360 | 0 | 0 | 0 | 0 | 0 | 0 | 0 | 0
7051 | 7248 | 0 | 0.33338 | 0 | 99999 | 99999 | 99999 | 1 | 0 | 1 | -360 | 360 | 0 | 0 | 0 | 0 | 0 | 0 | 0 | 0
7051 | 7157 | 0 | 0.11694 | 0 | 99999 | 99999 | 99999 | 1 | 0 | 1 | -360 | 360 | 0 | 0 | 0 | 0 | 0 | 0 | 0 | 0
7051 | 7127 | 0 | 0.45375 | 0 | 99999 | 99999 | 99999 | 1 | 0 | 1 | -360 | 360 | 0 | 0 | 0 | 0 | 0 | 0 | 0 | 0
7051 | 7221 | 0 | 0.42363 | 0 | 99999 | 99999 | 99999 | 1 | 0 | 1 | -360 | 360 | 0 | 0 | 0 | 0 | 0 | 0 | 0 | 0
7051 | 7145 | 0 | 0.078211 | 0 | 99999 | 99999 | 99999 | 1 | 0 | 1 | -360 | 360 | 0 | 0 | 0 | 0 | 0 | 0 | 0 | 0
7051 | 7138 | 0 | 0.61918 | 0 | 99999 | 99999 | 99999 | 1 | 0 | 1 | -360 | 360 | 0 | 0 | 0 | 0 | 0 | 0 | 0 | 0
7051 | 7181 | 0 | 0.43224 | 0 | 99999 | 99999 | 99999 | 1 | 0 | 1 | -360 | 360 | 0 | 0 | 0 | 0 | 0 | 0 | 0 | 0
7069 | 7406 | 0 | 0.48696 | 0 | 99999 | 99999 | 99999 | 1 | 0 | 1 | -360 | 360 | 0 | 0 | 0 | 0 | 0 | 0 | 0 | 0
7069 | 7127 | 0 | 0.47428 | 0 | 99999 | 99999 | 99999 | 1 | 0 | 1 | -360 | 360 | 0 | 0 | 0 | 0 | 0 | 0 | 0 | 0
7069 | 7311 | 0 | 0.3357 | 0 | 99999 | 99999 | 99999 | 1 | 0 | 1 | -360 | 360 | 0 | 0 | 0 | 0 | 0 | 0 | 0 | 0
7074 | 7317 | 0 | 0.55698 | 0 | 99999 | 99999 | 99999 | 1 | 0 | 1 | -360 | 360 | 0 | 0 | 0 | 0 | 0 | 0 | 0 | 0
7074 | 7422 | 0 | 0.27674 | 0 | 99999 | 99999 | 99999 | 1 | 0 | 1 | -360 | 360 | 0 | 0 | 0 | 0 | 0 | 0 | 0 | 0
7074 | 7259 | 0 | 0.63923 | 0 | 99999 | 99999 | 99999 | 1 | 0 | 1 | -360 | 360 | 0 | 0 | 0 | 0 | 0 | 0 | 0 | 0
7074 | 7400 | 0 | 0.3747 | 0 | 99999 | 99999 | 99999 | 1 | 0 | 1 | -360 | 360 | 0 | 0 | 0 | 0 | 0 | 0 | 0 | 0
7074 | 7279 | 0 | 0.33764 | 0 | 99999 | 99999 | 99999 | 1 | 0 | 1 | -360 | 360 | 0 | 0 | 0 | 0 | 0 | 0 | 0 | 0
7074 | 7084 | 0 | 0.15333 | 0 | 99999 | 99999 | 99999 | 1 | 0 | 1 | -360 | 360 | 0 | 0 | 0 | 0 | 0 | 0 | 0 | 0
7074 | 7428 | 0 | 0.58599 | 0 | 99999 | 99999 | 99999 | 1 | 0 | 1 | -360 | 360 | 0 | 0 | 0 | 0 | 0 | 0 | 0 | 0
7075 | 7317 | 0 | 0.11285 | 0 | 99999 | 99999 | 99999 | 1 | 0 | 1 | -360 | 360 | 0 | 0 | 0 | 0 | 0 | 0 | 0 | 0
7075 | 7259 | 0 | 0.091261 | 0 | 99999 | 99999 | 99999 | 1 | 0 | 1 | -360 | 360 | 0 | 0 | 0 | 0 | 0 | 0 | 0 | 0
7075 | 7400 | 0 | 0.3763 | 0 | 99999 | 99999 | 99999 | 1 | 0 | 1 | -360 | 360 | 0 | 0 | 0 | 0 | 0 | 0 | 0 | 0
7084 | 7317 | 0 | 0.16365 | 0 | 99999 | 99999 | 99999 | 1 | 0 | 1 | -360 | 360 | 0 | 0 | 0 | 0 | 0 | 0 | 0 | 0
7084 | 7422 | 0 | 0.077639 | 0 | 99999 | 99999 | 99999 | 1 | 0 | 1 | -360 | 360 | 0 | 0 | 0 | 0 | 0 | 0 | 0 | 0
7084 | 7185 | 0 | 0.40083 | 0 | 99999 | 99999 | 99999 | 1 | 0 | 1 | -360 | 360 | 0 | 0 | 0 | 0 | 0 | 0 | 0 | 0
7084 | 7259 | 0 | 0.11285 | 0 | 99999 | 99999 | 99999 | 1 | 0 | 1 | -360 | 360 | 0 | 0 | 0 | 0 | 0 | 0 | 0 | 0
7084 | 7400 | 0 | 0.13857 | 0 | 99999 | 99999 | 99999 | 1 | 0 | 1 | -360 | 360 | 0 | 0 | 0 | 0 | 0 | 0 | 0 | 0
7084 | 7127 | 0 | 0.40512 | 0 | 99999 | 99999 | 99999 | 1 | 0 | 1 | -360 | 360 | 0 | 0 | 0 | 0 | 0 | 0 | 0 | 0
7084 | 7138 | 0 | 0.37958 | 0 | 99999 | 99999 | 99999 | 1 | 0 | 1 | -360 | 360 | 0 | 0 | 0 | 0 | 0 | 0 | 0 | 0
7084 | 7428 | 0 | 0.38235 | 0 | 99999 | 99999 | 99999 | 1 | 0 | 1 | -360 | 360 | 0 | 0 | 0 | 0 | 0 | 0 | 0 | 0
7084 | 7208 | 0 | 0.49962 | 0 | 99999 | 99999 | 99999 | 1 | 0 | 1 | -360 | 360 | 0 | 0 | 0 | 0 | 0 | 0 | 0 | 0
7091 | 7124 | 0 | 0.36776 | 0 | 99999 | 99999 | 99999 | 1 | 0 | 1 | -360 | 360 | 0 | 0 | 0 | 0 | 0 | 0 | 0 | 0
7091 | 7330 | 0 | 0.24299 | 0 | 99999 | 99999 | 99999 | 1 | 0 | 1 | -360 | 360 | 0 | 0 | 0 | 0 | 0 | 0 | 0 | 0
7091 | 7248 | 0 | 0.35332 | 0 | 99999 | 99999 | 99999 | 1 | 0 | 1 | -360 | 360 | 0 | 0 | 0 | 0 | 0 | 0 | 0 | 0
7091 | 7127 | 0 | 0.14965 | 0 | 99999 | 99999 | 99999 | 1 | 0 | 1 | -360 | 360 | 0 | 0 | 0 | 0 | 0 | 0 | 0 | 0
7091 | 7221 | 0 | 0.30045 | 0 | 99999 | 99999 | 99999 | 1 | 0 | 1 | -360 | 360 | 0 | 0 | 0 | 0 | 0 | 0 | 0 | 0
7098 | 7406 | 0 | 0.061423 | 0 | 99999 | 99999 | 99999 | 1 | 0 | 1 | -360 | 360 | 0 | 0 | 0 | 0 | 0 | 0 | 0 | 0
7098 | 7311 | 0 | 0.21751 | 0 | 99999 | 99999 | 99999 | 1 | 0 | 1 | -360 | 360 | 0 | 0 | 0 | 0 | 0 | 0 | 0 | 0
7101 | 7124 | 0 | 0.70893 | 0 | 99999 | 99999 | 99999 | 1 | 0 | 1 | -360 | 360 | 0 | 0 | 0 | 0 | 0 | 0 | 0 | 0
7101 | 7330 | 0 | 0.31992 | 0 | 99999 | 99999 | 99999 | 1 | 0 | 1 | -360 | 360 | 0 | 0 | 0 | 0 | 0 | 0 | 0 | 0
7101 | 7248 | 0 | 0.076391 | 0 | 99999 | 99999 | 99999 | 1 | 0 | 1 | -360 | 360 | 0 | 0 | 0 | 0 | 0 | 0 | 0 | 0
7101 | 7127 | 0 | 0.18288 | 0 | 99999 | 99999 | 99999 | 1 | 0 | 1 | -360 | 360 | 0 | 0 | 0 | 0 | 0 | 0 | 0 | 0
7101 | 7221 | 0 | 0.24104 | 0 | 99999 | 99999 | 99999 | 1 | 0 | 1 | -360 | 360 | 0 | 0 | 0 | 0 | 0 | 0 | 0 | 0
7124 | 7317 | 0 | 0.47666 | 0 | 99999 | 99999 | 99999 | 1 | 0 | 1 | -360 | 360 | 0 | 0 | 0 | 0 | 0 | 0 | 0 | 0
7124 | 7422 | 0 | 0.60321 | 0 | 99999 | 99999 | 99999 | 1 | 0 | 1 | -360 | 360 | 0 | 0 | 0 | 0 | 0 | 0 | 0 | 0
7124 | 7185 | 0 | 0.4152 | 0 | 99999 | 99999 | 99999 | 1 | 0 | 1 | -360 | 360 | 0 | 0 | 0 | 0 | 0 | 0 | 0 | 0
7124 | 7246 | 0 | 0.74701 | 0 | 99999 | 99999 | 99999 | 1 | 0 | 1 | -360 | 360 | 0 | 0 | 0 | 0 | 0 | 0 | 0 | 0
7124 | 7404 | 0 | 0.21224 | 0 | 99999 | 99999 | 99999 | 1 | 0 | 1 | -360 | 360 | 0 | 0 | 0 | 0 | 0 | 0 | 0 | 0
7124 | 7259 | 0 | 0.28756 | 0 | 99999 | 99999 | 99999 | 1 | 0 | 1 | -360 | 360 | 0 | 0 | 0 | 0 | 0 | 0 | 0 | 0
7124 | 7400 | 0 | 0.12305 | 0 | 99999 | 99999 | 99999 | 1 | 0 | 1 | -360 | 360 | 0 | 0 | 0 | 0 | 0 | 0 | 0 | 0
7124 | 7330 | 0 | 0.038345 | 0 | 99999 | 99999 | 99999 | 1 | 0 | 1 | -360 | 360 | 0 | 0 | 0 | 0 | 0 | 0 | 0 | 0
7124 | 7248 | 0 | 0.16251 | 0 | 99999 | 99999 | 99999 | 1 | 0 | 1 | -360 | 360 | 0 | 0 | 0 | 0 | 0 | 0 | 0 | 0
7124 | 7427 | 0 | 0.52771 | 0 | 99999 | 99999 | 99999 | 1 | 0 | 1 | -360 | 360 | 0 | 0 | 0 | 0 | 0 | 0 | 0 | 0
7124 | 7157 | 0 | 0.41645 | 0 | 99999 | 99999 | 99999 | 1 | 0 | 1 | -360 | 360 | 0 | 0 | 0 | 0 | 0 | 0 | 0 | 0
7124 | 7127 | 0 | 0.20177 | 0 | 99999 | 99999 | 99999 | 1 | 0 | 1 | -360 | 360 | 0 | 0 | 0 | 0 | 0 | 0 | 0 | 0
7124 | 7221 | 0 | 0.19785 | 0 | 99999 | 99999 | 99999 | 1 | 0 | 1 | -360 | 360 | 0 | 0 | 0 | 0 | 0 | 0 | 0 | 0
7124 | 7353 | 0 | 0.53974 | 0 | 99999 | 99999 | 99999 | 1 | 0 | 1 | -360 | 360 | 0 | 0 | 0 | 0 | 0 | 0 | 0 | 0
7124 | 7181 | 0 | 0.65533 | 0 | 99999 | 99999 | 99999 | 1 | 0 | 1 | -360 | 360 | 0 | 0 | 0 | 0 | 0 | 0 | 0 | 0
7127 | 7317 | 0 | 0.18109 | 0 | 99999 | 99999 | 99999 | 1 | 0 | 1 | -360 | 360 | 0 | 0 | 0 | 0 | 0 | 0 | 0 | 0
7127 | 7422 | 0 | 0.095934 | 0 | 99999 | 99999 | 99999 | 1 | 0 | 1 | -360 | 360 | 0 | 0 | 0 | 0 | 0 | 0 | 0 | 0
7127 | 7185 | 0 | 0.099247 | 0 | 99999 | 99999 | 99999 | 1 | 0 | 1 | -360 | 360 | 0 | 0 | 0 | 0 | 0 | 0 | 0 | 0
7127 | 7177 | 0 | 0.58841 | 0 | 99999 | 99999 | 99999 | 1 | 0 | 1 | -360 | 360 | 0 | 0 | 0 | 0 | 0 | 0 | 0 | 0
7127 | 7389 | 0 | 0.28627 | 0 | 99999 | 99999 | 99999 | 1 | 0 | 1 | -360 | 360 | 0 | 0 | 0 | 0 | 0 | 0 | 0 | 0
7127 | 7406 | 0 | 0.31575 | 0 | 99999 | 99999 | 99999 | 1 | 0 | 1 | -360 | 360 | 0 | 0 | 0 | 0 | 0 | 0 | 0 | 0
7127 | 7410 | 0 | 0.097506 | 0 | 99999 | 99999 | 99999 | 1 | 0 | 1 | -360 | 360 | 0 | 0 | 0 | 0 | 0 | 0 | 0 | 0
7127 | 7259 | 0 | 0.55133 | 0 | 99999 | 99999 | 99999 | 1 | 0 | 1 | -360 | 360 | 0 | 0 | 0 | 0 | 0 | 0 | 0 | 0
7127 | 7400 | 0 | 0.033268 | 0 | 99999 | 99999 | 99999 | 1 | 0 | 1 | -360 | 360 | 0 | 0 | 0 | 0 | 0 | 0 | 0 | 0
7127 | 7330 | 0 | 0.066808 | 0 | 99999 | 99999 | 99999 | 1 | 0 | 1 | -360 | 360 | 0 | 0 | 0 | 0 | 0 | 0 | 0 | 0
7127 | 7248 | 0 | 0.046433 | 0 | 99999 | 99999 | 99999 | 1 | 0 | 1 | -360 | 360 | 0 | 0 | 0 | 0 | 0 | 0 | 0 | 0
7127 | 7170 | 0 | 0.55751 | 0 | 99999 | 99999 | 99999 | 1 | 0 | 1 | -360 | 360 | 0 | 0 | 0 | 0 | 0 | 0 | 0 | 0
7127 | 7157 | 0 | 0.50024 | 0 | 99999 | 99999 | 99999 | 1 | 0 | 1 | -360 | 360 | 0 | 0 | 0 | 0 | 0 | 0 | 0 | 0
7127 | 7221 | 0 | 0.012235 | 0 | 99999 | 99999 | 99999 | 1 | 0 | 1 | -360 | 360 | 0 | 0 | 0 | 0 | 0 | 0 | 0 | 0
7127 | 7138 | 0 | 0.63754 | 0 | 99999 | 99999 | 99999 | 1 | 0 | 1 | -360 | 360 | 0 | 0 | 0 | 0 | 0 | 0 | 0 | 0
7127 | 7201 | 0 | 0.64046 | 0 | 99999 | 99999 | 99999 | 1 | 0 | 1 | -360 | 360 | 0 | 0 | 0 | 0 | 0 | 0 | 0 | 0
7127 | 7353 | 0 | 0.079496 | 0 | 99999 | 99999 | 99999 | 1 | 0 | 1 | -360 | 360 | 0 | 0 | 0 | 0 | 0 | 0 | 0 | 0
7127 | 7343 | 0 | 0.40561 | 0 | 99999 | 99999 | 99999 | 1 | 0 | 1 | -360 | 360 | 0 | 0 | 0 | 0 | 0 | 0 | 0 | 0
7127 | 7428 | 0 | 0.11265 | 0 | 99999 | 99999 | 99999 | 1 | 0 | 1 | -360 | 360 | 0 | 0 | 0 | 0 | 0 | 0 | 0 | 0
7127 | 7229 | 0 | 0.14785 | 0 | 99999 | 99999 | 99999 | 1 | 0 | 1 | -360 | 360 | 0 | 0 | 0 | 0 | 0 | 0 | 0 | 0
7127 | 7311 | 0 | 0.21974 | 0 | 99999 | 99999 | 99999 | 1 | 0 | 1 | -360 | 360 | 0 | 0 | 0 | 0 | 0 | 0 | 0 | 0
7138 | 7317 | 0 | 0.69442 | 0 | 99999 | 99999 | 99999 | 1 | 0 | 1 | -360 | 360 | 0 | 0 | 0 | 0 | 0 | 0 | 0 | 0
7138 | 7422 | 0 | 0.072523 | 0 | 99999 | 99999 | 99999 | 1 | 0 | 1 | -360 | 360 | 0 | 0 | 0 | 0 | 0 | 0 | 0 | 0
7138 | 7389 | 0 | 0.40432 | 0 | 99999 | 99999 | 99999 | 1 | 0 | 1 | -360 | 360 | 0 | 0 | 0 | 0 | 0 | 0 | 0 | 0
7138 | 7259 | 0 | 0.45853 | 0 | 99999 | 99999 | 99999 | 1 | 0 | 1 | -360 | 360 | 0 | 0 | 0 | 0 | 0 | 0 | 0 | 0
7138 | 7400 | 0 | 0.025462 | 0 | 99999 | 99999 | 99999 | 1 | 0 | 1 | -360 | 360 | 0 | 0 | 0 | 0 | 0 | 0 | 0 | 0
7138 | 7279 | 0 | 0.45072 | 0 | 99999 | 99999 | 99999 | 1 | 0 | 1 | -360 | 360 | 0 | 0 | 0 | 0 | 0 | 0 | 0 | 0
7138 | 7170 | 0 | 0.71341 | 0 | 99999 | 99999 | 99999 | 1 | 0 | 1 | -360 | 360 | 0 | 0 | 0 | 0 | 0 | 0 | 0 | 0
7138 | 7157 | 0 | 0.45303 | 0 | 99999 | 99999 | 99999 | 1 | 0 | 1 | -360 | 360 | 0 | 0 | 0 | 0 | 0 | 0 | 0 | 0
7138 | 7375 | 0 | 0.49321 | 0 | 99999 | 99999 | 99999 | 1 | 0 | 1 | -360 | 360 | 0 | 0 | 0 | 0 | 0 | 0 | 0 | 0
7138 | 7428 | 0 | 0.14769 | 0 | 99999 | 99999 | 99999 | 1 | 0 | 1 | -360 | 360 | 0 | 0 | 0 | 0 | 0 | 0 | 0 | 0
7138 | 7208 | 0 | 0.1089 | 0 | 99999 | 99999 | 99999 | 1 | 0 | 1 | -360 | 360 | 0 | 0 | 0 | 0 | 0 | 0 | 0 | 0
7138 | 7229 | 0 | 0.62524 | 0 | 99999 | 99999 | 99999 | 1 | 0 | 1 | -360 | 360 | 0 | 0 | 0 | 0 | 0 | 0 | 0 | 0
7145 | 7404 | 0 | 0.67162 | 0 | 99999 | 99999 | 99999 | 1 | 0 | 1 | -360 | 360 | 0 | 0 | 0 | 0 | 0 | 0 | 0 | 0
7145 | 7387 | 0 | 0.21776 | 0 | 99999 | 99999 | 99999 | 1 | 0 | 1 | -360 | 360 | 0 | 0 | 0 | 0 | 0 | 0 | 0 | 0
7145 | 7400 | 0 | 0.2553 | 0 | 99999 | 99999 | 99999 | 1 | 0 | 1 | -360 | 360 | 0 | 0 | 0 | 0 | 0 | 0 | 0 | 0
7145 | 7157 | 0 | 0.10014 | 0 | 99999 | 99999 | 99999 | 1 | 0 | 1 | -360 | 360 | 0 | 0 | 0 | 0 | 0 | 0 | 0 | 0
7157 | 7422 | 0 | 0.18705 | 0 | 99999 | 99999 | 99999 | 1 | 0 | 1 | -360 | 360 | 0 | 0 | 0 | 0 | 0 | 0 | 0 | 0
7157 | 7246 | 0 | 0.73381 | 0 | 99999 | 99999 | 99999 | 1 | 0 | 1 | -360 | 360 | 0 | 0 | 0 | 0 | 0 | 0 | 0 | 0
7157 | 7404 | 0 | 0.070163 | 0 | 99999 | 99999 | 99999 | 1 | 0 | 1 | -360 | 360 | 0 | 0 | 0 | 0 | 0 | 0 | 0 | 0
7157 | 7177 | 0 | 0.049067 | 0 | 99999 | 99999 | 99999 | 1 | 0 | 1 | -360 | 360 | 0 | 0 | 0 | 0 | 0 | 0 | 0 | 0
7157 | 7389 | 0 | 0.05985 | 0 | 99999 | 99999 | 99999 | 1 | 0 | 1 | -360 | 360 | 0 | 0 | 0 | 0 | 0 | 0 | 0 | 0
7157 | 7387 | 0 | 0.14421 | 0 | 99999 | 99999 | 99999 | 1 | 0 | 1 | -360 | 360 | 0 | 0 | 0 | 0 | 0 | 0 | 0 | 0
7157 | 7410 | 0 | 0.68284 | 0 | 99999 | 99999 | 99999 | 1 | 0 | 1 | -360 | 360 | 0 | 0 | 0 | 0 | 0 | 0 | 0 | 0
7157 | 7400 | 0 | 0.056899 | 0 | 99999 | 99999 | 99999 | 1 | 0 | 1 | -360 | 360 | 0 | 0 | 0 | 0 | 0 | 0 | 0 | 0
7157 | 7330 | 0 | 0.46625 | 0 | 99999 | 99999 | 99999 | 1 | 0 | 1 | -360 | 360 | 0 | 0 | 0 | 0 | 0 | 0 | 0 | 0
7157 | 7279 | 0 | 0.31235 | 0 | 99999 | 99999 | 99999 | 1 | 0 | 1 | -360 | 360 | 0 | 0 | 0 | 0 | 0 | 0 | 0 | 0
7157 | 7170 | 0 | 0.32099 | 0 | 99999 | 99999 | 99999 | 1 | 0 | 1 | -360 | 360 | 0 | 0 | 0 | 0 | 0 | 0 | 0 | 0
7157 | 7201 | 0 | 0.18535 | 0 | 99999 | 99999 | 99999 | 1 | 0 | 1 | -360 | 360 | 0 | 0 | 0 | 0 | 0 | 0 | 0 | 0
7157 | 7181 | 0 | 0.13671 | 0 | 99999 | 99999 | 99999 | 1 | 0 | 1 | -360 | 360 | 0 | 0 | 0 | 0 | 0 | 0 | 0 | 0
7157 | 7428 | 0 | 0.4044 | 0 | 99999 | 99999 | 99999 | 1 | 0 | 1 | -360 | 360 | 0 | 0 | 0 | 0 | 0 | 0 | 0 | 0
7157 | 7208 | 0 | 0.61663 | 0 | 99999 | 99999 | 99999 | 1 | 0 | 1 | -360 | 360 | 0 | 0 | 0 | 0 | 0 | 0 | 0 | 0
7157 | 7229 | 0 | 0.49707 | 0 | 99999 | 99999 | 99999 | 1 | 0 | 1 | -360 | 360 | 0 | 0 | 0 | 0 | 0 | 0 | 0 | 0
7170 | 7422 | 0 | 0.12593 | 0 | 99999 | 99999 | 99999 | 1 | 0 | 1 | -360 | 360 | 0 | 0 | 0 | 0 | 0 | 0 | 0 | 0
7170 | 7177 | 0 | 0.28241 | 0 | 99999 | 99999 | 99999 | 1 | 0 | 1 | -360 | 360 | 0 | 0 | 0 | 0 | 0 | 0 | 0 | 0
7170 | 7389 | 0 | 0.071779 | 0 | 99999 | 99999 | 99999 | 1 | 0 | 1 | -360 | 360 | 0 | 0 | 0 | 0 | 0 | 0 | 0 | 0
7170 | 7400 | 0 | 0.086902 | 0 | 99999 | 99999 | 99999 | 1 | 0 | 1 | -360 | 360 | 0 | 0 | 0 | 0 | 0 | 0 | 0 | 0
7170 | 7201 | 0 | 0.35483 | 0 | 99999 | 99999 | 99999 | 1 | 0 | 1 | -360 | 360 | 0 | 0 | 0 | 0 | 0 | 0 | 0 | 0
7170 | 7428 | 0 | 0.31414 | 0 | 99999 | 99999 | 99999 | 1 | 0 | 1 | -360 | 360 | 0 | 0 | 0 | 0 | 0 | 0 | 0 | 0
7170 | 7229 | 0 | 0.26217 | 0 | 99999 | 99999 | 99999 | 1 | 0 | 1 | -360 | 360 | 0 | 0 | 0 | 0 | 0 | 0 | 0 | 0
7177 | 7404 | 0 | 0.040594 | 0 | 99999 | 99999 | 99999 | 1 | 0 | 1 | -360 | 360 | 0 | 0 | 0 | 0 | 0 | 0 | 0 | 0
7177 | 7422 | 0 | 0.29032 | 0 | 99999 | 99999 | 99999 | 1 | 0 | 1 | -360 | 360 | 0 | 0 | 0 | 0 | 0 | 0 | 0 | 0
7177 | 7246 | 0 | 0.72387 | 0 | 99999 | 99999 | 99999 | 1 | 0 | 1 | -360 | 360 | 0 | 0 | 0 | 0 | 0 | 0 | 0 | 0
7177 | 7389 | 0 | 0.078808 | 0 | 99999 | 99999 | 99999 | 1 | 0 | 1 | -360 | 360 | 0 | 0 | 0 | 0 | 0 | 0 | 0 | 0
7177 | 7410 | 0 | 0.6671 | 0 | 99999 | 99999 | 99999 | 1 | 0 | 1 | -360 | 360 | 0 | 0 | 0 | 0 | 0 | 0 | 0 | 0
7177 | 7400 | 0 | 0.138 | 0 | 99999 | 99999 | 99999 | 1 | 0 | 1 | -360 | 360 | 0 | 0 | 0 | 0 | 0 | 0 | 0 | 0
7177 | 7201 | 0 | 0.16428 | 0 | 99999 | 99999 | 99999 | 1 | 0 | 1 | -360 | 360 | 0 | 0 | 0 | 0 | 0 | 0 | 0 | 0
7177 | 7181 | 0 | 0.063453 | 0 | 99999 | 99999 | 99999 | 1 | 0 | 1 | -360 | 360 | 0 | 0 | 0 | 0 | 0 | 0 | 0 | 0
7177 | 7428 | 0 | 0.56136 | 0 | 99999 | 99999 | 99999 | 1 | 0 | 1 | -360 | 360 | 0 | 0 | 0 | 0 | 0 | 0 | 0 | 0
7177 | 7229 | 0 | 0.47747 | 0 | 99999 | 99999 | 99999 | 1 | 0 | 1 | -360 | 360 | 0 | 0 | 0 | 0 | 0 | 0 | 0 | 0
7181 | 7246 | 0 | 0.54641 | 0 | 99999 | 99999 | 99999 | 1 | 0 | 1 | -360 | 360 | 0 | 0 | 0 | 0 | 0 | 0 | 0 | 0
7181 | 7404 | 0 | 0.23671 | 0 | 99999 | 99999 | 99999 | 1 | 0 | 1 | -360 | 360 | 0 | 0 | 0 | 0 | 0 | 0 | 0 | 0
7181 | 7389 | 0 | 0.73011 | 0 | 99999 | 99999 | 99999 | 1 | 0 | 1 | -360 | 360 | 0 | 0 | 0 | 0 | 0 | 0 | 0 | 0
7181 | 7400 | 0 | 0.65232 | 0 | 99999 | 99999 | 99999 | 1 | 0 | 1 | -360 | 360 | 0 | 0 | 0 | 0 | 0 | 0 | 0 | 0
7181 | 7330 | 0 | 0.7446 | 0 | 99999 | 99999 | 99999 | 1 | 0 | 1 | -360 | 360 | 0 | 0 | 0 | 0 | 0 | 0 | 0 | 0
7185 | 7317 | 0 | 0.66697 | 0 | 99999 | 99999 | 99999 | 1 | 0 | 1 | -360 | 360 | 0 | 0 | 0 | 0 | 0 | 0 | 0 | 0
7185 | 7422 | 0 | 0.29151 | 0 | 99999 | 99999 | 99999 | 1 | 0 | 1 | -360 | 360 | 0 | 0 | 0 | 0 | 0 | 0 | 0 | 0
7185 | 7410 | 0 | 0.55609 | 0 | 99999 | 99999 | 99999 | 1 | 0 | 1 | -360 | 360 | 0 | 0 | 0 | 0 | 0 | 0 | 0 | 0
7185 | 7400 | 0 | 0.09111 | 0 | 99999 | 99999 | 99999 | 1 | 0 | 1 | -360 | 360 | 0 | 0 | 0 | 0 | 0 | 0 | 0 | 0
7185 | 7330 | 0 | 0.32355 | 0 | 99999 | 99999 | 99999 | 1 | 0 | 1 | -360 | 360 | 0 | 0 | 0 | 0 | 0 | 0 | 0 | 0
7185 | 7248 | 0 | 0.70357 | 0 | 99999 | 99999 | 99999 | 1 | 0 | 1 | -360 | 360 | 0 | 0 | 0 | 0 | 0 | 0 | 0 | 0
7185 | 7221 | 0 | 0.29724 | 0 | 99999 | 99999 | 99999 | 1 | 0 | 1 | -360 | 360 | 0 | 0 | 0 | 0 | 0 | 0 | 0 | 0
7185 | 7353 | 0 | 0.12102 | 0 | 99999 | 99999 | 99999 | 1 | 0 | 1 | -360 | 360 | 0 | 0 | 0 | 0 | 0 | 0 | 0 | 0
7185 | 7428 | 0 | 0.30016 | 0 | 99999 | 99999 | 99999 | 1 | 0 | 1 | -360 | 360 | 0 | 0 | 0 | 0 | 0 | 0 | 0 | 0
7185 | 7229 | 0 | 0.74297 | 0 | 99999 | 99999 | 99999 | 1 | 0 | 1 | -360 | 360 | 0 | 0 | 0 | 0 | 0 | 0 | 0 | 0
7185 | 7311 | 0 | 0.69785 | 0 | 99999 | 99999 | 99999 | 1 | 0 | 1 | -360 | 360 | 0 | 0 | 0 | 0 | 0 | 0 | 0 | 0
7201 | 7422 | 0 | 0.37852 | 0 | 99999 | 99999 | 99999 | 1 | 0 | 1 | -360 | 360 | 0 | 0 | 0 | 0 | 0 | 0 | 0 | 0
7201 | 7246 | 0 | 0.19892 | 0 | 99999 | 99999 | 99999 | 1 | 0 | 1 | -360 | 360 | 0 | 0 | 0 | 0 | 0 | 0 | 0 | 0
7201 | 7389 | 0 | 0.12199 | 0 | 99999 | 99999 | 99999 | 1 | 0 | 1 | -360 | 360 | 0 | 0 | 0 | 0 | 0 | 0 | 0 | 0
7201 | 7400 | 0 | 0.13844 | 0 | 99999 | 99999 | 99999 | 1 | 0 | 1 | -360 | 360 | 0 | 0 | 0 | 0 | 0 | 0 | 0 | 0
7201 | 7221 | 0 | 0.50916 | 0 | 99999 | 99999 | 99999 | 1 | 0 | 1 | -360 | 360 | 0 | 0 | 0 | 0 | 0 | 0 | 0 | 0
7201 | 7428 | 0 | 0.43913 | 0 | 99999 | 99999 | 99999 | 1 | 0 | 1 | -360 | 360 | 0 | 0 | 0 | 0 | 0 | 0 | 0 | 0
7201 | 7229 | 0 | 0.51312 | 0 | 99999 | 99999 | 99999 | 1 | 0 | 1 | -360 | 360 | 0 | 0 | 0 | 0 | 0 | 0 | 0 | 0
7208 | 7422 | 0 | 0.045843 | 0 | 99999 | 99999 | 99999 | 1 | 0 | 1 | -360 | 360 | 0 | 0 | 0 | 0 | 0 | 0 | 0 | 0
7208 | 7389 | 0 | 0.73034 | 0 | 99999 | 99999 | 99999 | 1 | 0 | 1 | -360 | 360 | 0 | 0 | 0 | 0 | 0 | 0 | 0 | 0
7208 | 7259 | 0 | 0.69764 | 0 | 99999 | 99999 | 99999 | 1 | 0 | 1 | -360 | 360 | 0 | 0 | 0 | 0 | 0 | 0 | 0 | 0
7208 | 7400 | 0 | 0.06718 | 0 | 99999 | 99999 | 99999 | 1 | 0 | 1 | -360 | 360 | 0 | 0 | 0 | 0 | 0 | 0 | 0 | 0
7208 | 7279 | 0 | 0.32008 | 0 | 99999 | 99999 | 99999 | 1 | 0 | 1 | -360 | 360 | 0 | 0 | 0 | 0 | 0 | 0 | 0 | 0
7208 | 7428 | 0 | 0.070568 | 0 | 99999 | 99999 | 99999 | 1 | 0 | 1 | -360 | 360 | 0 | 0 | 0 | 0 | 0 | 0 | 0 | 0
7221 | 7427 | 0 | 0.0335 | 0 | 99999 | 99999 | 99999 | 1 | 0 | 1 | -360 | 360 | 0 | 0 | 0 | 0 | 0 | 0 | 0 | 0
7221 | 7317 | 0 | 0.62979 | 0 | 99999 | 99999 | 99999 | 1 | 0 | 1 | -360 | 360 | 0 | 0 | 0 | 0 | 0 | 0 | 0 | 0
7221 | 7246 | 0 | 0.15881 | 0 | 99999 | 99999 | 99999 | 1 | 0 | 1 | -360 | 360 | 0 | 0 | 0 | 0 | 0 | 0 | 0 | 0
7221 | 7410 | 0 | 0.086512 | 0 | 99999 | 99999 | 99999 | 1 | 0 | 1 | -360 | 360 | 0 | 0 | 0 | 0 | 0 | 0 | 0 | 0
7221 | 7400 | 0 | 0.3862 | 0 | 99999 | 99999 | 99999 | 1 | 0 | 1 | -360 | 360 | 0 | 0 | 0 | 0 | 0 | 0 | 0 | 0
7221 | 7330 | 0 | 0.055587 | 0 | 99999 | 99999 | 99999 | 1 | 0 | 1 | -360 | 360 | 0 | 0 | 0 | 0 | 0 | 0 | 0 | 0
7221 | 7248 | 0 | 0.066221 | 0 | 99999 | 99999 | 99999 | 1 | 0 | 1 | -360 | 360 | 0 | 0 | 0 | 0 | 0 | 0 | 0 | 0
7229 | 7422 | 0 | 0.10339 | 0 | 99999 | 99999 | 99999 | 1 | 0 | 1 | -360 | 360 | 0 | 0 | 0 | 0 | 0 | 0 | 0 | 0
7229 | 7389 | 0 | 0.16417 | 0 | 99999 | 99999 | 99999 | 1 | 0 | 1 | -360 | 360 | 0 | 0 | 0 | 0 | 0 | 0 | 0 | 0
7229 | 7410 | 0 | 0.12721 | 0 | 99999 | 99999 | 99999 | 1 | 0 | 1 | -360 | 360 | 0 | 0 | 0 | 0 | 0 | 0 | 0 | 0
7229 | 7400 | 0 | 0.086133 | 0 | 99999 | 99999 | 99999 | 1 | 0 | 1 | -360 | 360 | 0 | 0 | 0 | 0 | 0 | 0 | 0 | 0
7229 | 7343 | 0 | 0.41225 | 0 | 99999 | 99999 | 99999 | 1 | 0 | 1 | -360 | 360 | 0 | 0 | 0 | 0 | 0 | 0 | 0 | 0
7229 | 7428 | 0 | 0.18395 | 0 | 99999 | 99999 | 99999 | 1 | 0 | 1 | -360 | 360 | 0 | 0 | 0 | 0 | 0 | 0 | 0 | 0
7235 | 7246 | 0 | 0.23409 | 0 | 99999 | 99999 | 99999 | 1 | 0 | 1 | -360 | 360 | 0 | 0 | 0 | 0 | 0 | 0 | 0 | 0
7246 | 7404 | 0 | 0.24257 | 0 | 99999 | 99999 | 99999 | 1 | 0 | 1 | -360 | 360 | 0 | 0 | 0 | 0 | 0 | 0 | 0 | 0
7246 | 7330 | 0 | 0.65432 | 0 | 99999 | 99999 | 99999 | 1 | 0 | 1 | -360 | 360 | 0 | 0 | 0 | 0 | 0 | 0 | 0 | 0
7248 | 7317 | 0 | 0.7035 | 0 | 99999 | 99999 | 99999 | 1 | 0 | 1 | -360 | 360 | 0 | 0 | 0 | 0 | 0 | 0 | 0 | 0
7248 | 7410 | 0 | 0.17246 | 0 | 99999 | 99999 | 99999 | 1 | 0 | 1 | -360 | 360 | 0 | 0 | 0 | 0 | 0 | 0 | 0 | 0
7248 | 7259 | 0 | 0.7647 | 0 | 99999 | 99999 | 99999 | 1 | 0 | 1 | -360 | 360 | 0 | 0 | 0 | 0 | 0 | 0 | 0 | 0
7248 | 7400 | 0 | 0.53504 | 0 | 99999 | 99999 | 99999 | 1 | 0 | 1 | -360 | 360 | 0 | 0 | 0 | 0 | 0 | 0 | 0 | 0
7248 | 7330 | 0 | 0.034637 | 0 | 99999 | 99999 | 99999 | 1 | 0 | 1 | -360 | 360 | 0 | 0 | 0 | 0 | 0 | 0 | 0 | 0
7248 | 7427 | 0 | 0.052675 | 0 | 99999 | 99999 | 99999 | 1 | 0 | 1 | -360 | 360 | 0 | 0 | 0 | 0 | 0 | 0 | 0 | 0
7259 | 7317 | 0 | 0.11168 | 0 | 99999 | 99999 | 99999 | 1 | 0 | 1 | -360 | 360 | 0 | 0 | 0 | 0 | 0 | 0 | 0 | 0
7259 | 7422 | 0 | 0.33683 | 0 | 99999 | 99999 | 99999 | 1 | 0 | 1 | -360 | 360 | 0 | 0 | 0 | 0 | 0 | 0 | 0 | 0
7259 | 7400 | 0 | 0.13062 | 0 | 99999 | 99999 | 99999 | 1 | 0 | 1 | -360 | 360 | 0 | 0 | 0 | 0 | 0 | 0 | 0 | 0
7259 | 7330 | 0 | 0.35762 | 0 | 99999 | 99999 | 99999 | 1 | 0 | 1 | -360 | 360 | 0 | 0 | 0 | 0 | 0 | 0 | 0 | 0
7259 | 7428 | 0 | 0.70119 | 0 | 99999 | 99999 | 99999 | 1 | 0 | 1 | -360 | 360 | 0 | 0 | 0 | 0 | 0 | 0 | 0 | 0
7279 | 7422 | 0 | 0.16108 | 0 | 99999 | 99999 | 99999 | 1 | 0 | 1 | -360 | 360 | 0 | 0 | 0 | 0 | 0 | 0 | 0 | 0
7279 | 7389 | 0 | 0.7371 | 0 | 99999 | 99999 | 99999 | 1 | 0 | 1 | -360 | 360 | 0 | 0 | 0 | 0 | 0 | 0 | 0 | 0
7279 | 7387 | 0 | 0.47368 | 0 | 99999 | 99999 | 99999 | 1 | 0 | 1 | -360 | 360 | 0 | 0 | 0 | 0 | 0 | 0 | 0 | 0
7279 | 7400 | 0 | 0.13173 | 0 | 99999 | 99999 | 99999 | 1 | 0 | 1 | -360 | 360 | 0 | 0 | 0 | 0 | 0 | 0 | 0 | 0
7279 | 7428 | 0 | 0.44149 | 0 | 99999 | 99999 | 99999 | 1 | 0 | 1 | -360 | 360 | 0 | 0 | 0 | 0 | 0 | 0 | 0 | 0
7311 | 7422 | 0 | 0.70051 | 0 | 99999 | 99999 | 99999 | 1 | 0 | 1 | -360 | 360 | 0 | 0 | 0 | 0 | 0 | 0 | 0 | 0
7311 | 7406 | 0 | 0.061314 | 0 | 99999 | 99999 | 99999 | 1 | 0 | 1 | -360 | 360 | 0 | 0 | 0 | 0 | 0 | 0 | 0 | 0
7311 | 7410 | 0 | 0.64694 | 0 | 99999 | 99999 | 99999 | 1 | 0 | 1 | -360 | 360 | 0 | 0 | 0 | 0 | 0 | 0 | 0 | 0
7311 | 7400 | 0 | 0.26096 | 0 | 99999 | 99999 | 99999 | 1 | 0 | 1 | -360 | 360 | 0 | 0 | 0 | 0 | 0 | 0 | 0 | 0
7311 | 7353 | 0 | 0.50491 | 0 | 99999 | 99999 | 99999 | 1 | 0 | 1 | -360 | 360 | 0 | 0 | 0 | 0 | 0 | 0 | 0 | 0
7311 | 7428 | 0 | 0.39981 | 0 | 99999 | 99999 | 99999 | 1 | 0 | 1 | -360 | 360 | 0 | 0 | 0 | 0 | 0 | 0 | 0 | 0
7317 | 7422 | 0 | 0.043532 | 0 | 99999 | 99999 | 99999 | 1 | 0 | 1 | -360 | 360 | 0 | 0 | 0 | 0 | 0 | 0 | 0 | 0
7317 | 7400 | 0 | 0.20911 | 0 | 99999 | 99999 | 99999 | 1 | 0 | 1 | -360 | 360 | 0 | 0 | 0 | 0 | 0 | 0 | 0 | 0
7317 | 7330 | 0 | 0.45693 | 0 | 99999 | 99999 | 99999 | 1 | 0 | 1 | -360 | 360 | 0 | 0 | 0 | 0 | 0 | 0 | 0 | 0
7317 | 7428 | 0 | 0.61221 | 0 | 99999 | 99999 | 99999 | 1 | 0 | 1 | -360 | 360 | 0 | 0 | 0 | 0 | 0 | 0 | 0 | 0
7330 | 7422 | 0 | 0.65335 | 0 | 99999 | 99999 | 99999 | 1 | 0 | 1 | -360 | 360 | 0 | 0 | 0 | 0 | 0 | 0 | 0 | 0
7330 | 7404 | 0 | 0.24221 | 0 | 99999 | 99999 | 99999 | 1 | 0 | 1 | -360 | 360 | 0 | 0 | 0 | 0 | 0 | 0 | 0 | 0
7330 | 7400 | 0 | 0.13663 | 0 | 99999 | 99999 | 99999 | 1 | 0 | 1 | -360 | 360 | 0 | 0 | 0 | 0 | 0 | 0 | 0 | 0
7330 | 7427 | 0 | 0.72478 | 0 | 99999 | 99999 | 99999 | 1 | 0 | 1 | -360 | 360 | 0 | 0 | 0 | 0 | 0 | 0 | 0 | 0
7330 | 7353 | 0 | 0.56169 | 0 | 99999 | 99999 | 99999 | 1 | 0 | 1 | -360 | 360 | 0 | 0 | 0 | 0 | 0 | 0 | 0 | 0
7343 | 7410 | 0 | 0.33159 | 0 | 99999 | 99999 | 99999 | 1 | 0 | 1 | -360 | 360 | 0 | 0 | 0 | 0 | 0 | 0 | 0 | 0
7343 | 7400 | 0 | 0.50313 | 0 | 99999 | 99999 | 99999 | 1 | 0 | 1 | -360 | 360 | 0 | 0 | 0 | 0 | 0 | 0 | 0 | 0
7353 | 7422 | 0 | 0.49106 | 0 | 99999 | 99999 | 99999 | 1 | 0 | 1 | -360 | 360 | 0 | 0 | 0 | 0 | 0 | 0 | 0 | 0
7353 | 7410 | 0 | 0.71168 | 0 | 99999 | 99999 | 99999 | 1 | 0 | 1 | -360 | 360 | 0 | 0 | 0 | 0 | 0 | 0 | 0 | 0
7353 | 7400 | 0 | 0.058108 | 0 | 99999 | 99999 | 99999 | 1 | 0 | 1 | -360 | 360 | 0 | 0 | 0 | 0 | 0 | 0 | 0 | 0
7353 | 7428 | 0 | 0.51493 | 0 | 99999 | 99999 | 99999 | 1 | 0 | 1 | -360 | 360 | 0 | 0 | 0 | 0 | 0 | 0 | 0 | 0
7375 | 7422 | 0 | 0.66743 | 0 | 99999 | 99999 | 99999 | 1 | 0 | 1 | -360 | 360 | 0 | 0 | 0 | 0 | 0 | 0 | 0 | 0
7375 | 7400 | 0 | 0.040973 | 0 | 99999 | 99999 | 99999 | 1 | 0 | 1 | -360 | 360 | 0 | 0 | 0 | 0 | 0 | 0 | 0 | 0
7387 | 7422 | 0 | 0.67693 | 0 | 99999 | 99999 | 99999 | 1 | 0 | 1 | -360 | 360 | 0 | 0 | 0 | 0 | 0 | 0 | 0 | 0
7387 | 7400 | 0 | 0.34202 | 0 | 99999 | 99999 | 99999 | 1 | 0 | 1 | -360 | 360 | 0 | 0 | 0 | 0 | 0 | 0 | 0 | 0
7389 | 7422 | 0 | 0.078907 | 0 | 99999 | 99999 | 99999 | 1 | 0 | 1 | -360 | 360 | 0 | 0 | 0 | 0 | 0 | 0 | 0 | 0
7389 | 7404 | 0 | 0.47799 | 0 | 99999 | 99999 | 99999 | 1 | 0 | 1 | -360 | 360 | 0 | 0 | 0 | 0 | 0 | 0 | 0 | 0
7389 | 7410 | 0 | 0.39039 | 0 | 99999 | 99999 | 99999 | 1 | 0 | 1 | -360 | 360 | 0 | 0 | 0 | 0 | 0 | 0 | 0 | 0
7389 | 7400 | 0 | 0.051538 | 0 | 99999 | 99999 | 99999 | 1 | 0 | 1 | -360 | 360 | 0 | 0 | 0 | 0 | 0 | 0 | 0 | 0
7389 | 8095 | 0 | 0.24846 | 0 | 99999 | 99999 | 99999 | 1 | 0 | 1 | -360 | 360 | 0 | 0 | 0 | 0 | 0 | 0 | 0 | 0
7389 | 8140 | 0 | 0.16287 | 0 | 99999 | 99999 | 99999 | 1 | 0 | 1 | -360 | 360 | 0 | 0 | 0 | 0 | 0 | 0 | 0 | 0
7389 | 7428 | 0 | 0.1847 | 0 | 99999 | 99999 | 99999 | 1 | 0 | 1 | -360 | 360 | 0 | 0 | 0 | 0 | 0 | 0 | 0 | 0
7389 | 8033 | 0 | 0.033141 | 0 | 99999 | 99999 | 99999 | 1 | 0 | 1 | -360 | 360 | 0 | 0 | 0 | 0 | 0 | 0 | 0 | 0
7400 | 7422 | 0 | 0.026451 | 0 | 99999 | 99999 | 99999 | 1 | 0 | 1 | -360 | 360 | 0 | 0 | 0 | 0 | 0 | 0 | 0 | 0
7400 | 7404 | 0 | 0.2775 | 0 | 99999 | 99999 | 99999 | 1 | 0 | 1 | -360 | 360 | 0 | 0 | 0 | 0 | 0 | 0 | 0 | 0
7400 | 7406 | 0 | 0.28031 | 0 | 99999 | 99999 | 99999 | 1 | 0 | 1 | -360 | 360 | 0 | 0 | 0 | 0 | 0 | 0 | 0 | 0
7400 | 7410 | 0 | 0.15626 | 0 | 99999 | 99999 | 99999 | 1 | 0 | 1 | -360 | 360 | 0 | 0 | 0 | 0 | 0 | 0 | 0 | 0
7400 | 7428 | 0 | 0.049418 | 0 | 99999 | 99999 | 99999 | 1 | 0 | 1 | -360 | 360 | 0 | 0 | 0 | 0 | 0 | 0 | 0 | 0
7404 | 7422 | 0 | 0.75804 | 0 | 99999 | 99999 | 99999 | 1 | 0 | 1 | -360 | 360 | 0 | 0 | 0 | 0 | 0 | 0 | 0 | 0
7406 | 7422 | 0 | 0.48898 | 0 | 99999 | 99999 | 99999 | 1 | 0 | 1 | -360 | 360 | 0 | 0 | 0 | 0 | 0 | 0 | 0 | 0
7406 | 7428 | 0 | 0.19058 | 0 | 99999 | 99999 | 99999 | 1 | 0 | 1 | -360 | 360 | 0 | 0 | 0 | 0 | 0 | 0 | 0 | 0
7410 | 7422 | 0 | 0.44765 | 0 | 99999 | 99999 | 99999 | 1 | 0 | 1 | -360 | 360 | 0 | 0 | 0 | 0 | 0 | 0 | 0 | 0
7410 | 7427 | 0 | 0.02592 | 0 | 99999 | 99999 | 99999 | 1 | 0 | 1 | -360 | 360 | 0 | 0 | 0 | 0 | 0 | 0 | 0 | 0
7410 | 7428 | 0 | 0.3009 | 0 | 99999 | 99999 | 99999 | 1 | 0 | 1 | -360 | 360 | 0 | 0 | 0 | 0 | 0 | 0 | 0 | 0
7422 | 7428 | 0 | 0.036362 | 0 | 99999 | 99999 | 99999 | 1 | 0 | 1 | -360 | 360 | 0 | 0 | 0 | 0 | 0 | 0 | 0 | 0
8002 | 8129 | 0 | 0.53139 | 0 | 99999 | 99999 | 99999 | 1 | 0 | 1 | -360 | 360 | 0 | 0 | 0 | 0 | 0 | 0 | 0 | 0
8002 | 8060 | 0 | 0.67711 | 0 | 99999 | 99999 | 99999 | 1 | 0 | 1 | -360 | 360 | 0 | 0 | 0 | 0 | 0 | 0 | 0 | 0
8002 | 8116 | 0 | 0.30556 | 0 | 99999 | 99999 | 99999 | 1 | 0 | 1 | -360 | 360 | 0 | 0 | 0 | 0 | 0 | 0 | 0 | 0
8033 | 8140 | 0 | 0.61269 | 0 | 99999 | 99999 | 99999 | 1 | 0 | 1 | -360 | 360 | 0 | 0 | 0 | 0 | 0 | 0 | 0 | 0
8060 | 8070 | 0 | 0.26139 | 0 | 99999 | 99999 | 99999 | 1 | 0 | 1 | -360 | 360 | 0 | 0 | 0 | 0 | 0 | 0 | 0 | 0
8060 | 8116 | 0 | 0.082117 | 0 | 99999 | 99999 | 99999 | 1 | 0 | 1 | -360 | 360 | 0 | 0 | 0 | 0 | 0 | 0 | 0 | 0
8060 | 8087 | 0 | 0.48119 | 0 | 99999 | 99999 | 99999 | 1 | 0 | 1 | -360 | 360 | 0 | 0 | 0 | 0 | 0 | 0 | 0 | 0
8070 | 8116 | 0 | 0.69327 | 0 | 99999 | 99999 | 99999 | 1 | 0 | 1 | -360 | 360 | 0 | 0 | 0 | 0 | 0 | 0 | 0 | 0
8070 | 8087 | 0 | 0.43348 | 0 | 99999 | 99999 | 99999 | 1 | 0 | 1 | -360 | 360 | 0 | 0 | 0 | 0 | 0 | 0 | 0 | 0
8077 | 8129 | 0 | 0.27625 | 0 | 99999 | 99999 | 99999 | 1 | 0 | 1 | -360 | 360 | 0 | 0 | 0 | 0 | 0 | 0 | 0 | 0
8077 | 8116 | 0 | 0.2979 | 0 | 99999 | 99999 | 99999 | 1 | 0 | 1 | -360 | 360 | 0 | 0 | 0 | 0 | 0 | 0 | 0 | 0
8095 | 8140 | 0 | 0.099728 | 0 | 99999 | 99999 | 99999 | 1 | 0 | 1 | -360 | 360 | 0 | 0 | 0 | 0 | 0 | 0 | 0 | 0
8116 | 8129 | 0 | 0.49326 | 0 | 99999 | 99999 | 99999 | 1 | 0 | 1 | -360 | 360 | 0 | 0 | 0 | 0 | 0 | 0 | 0 | 0