## Summary
================================================================================
¦ System Summary ¦
================================================================================
How many? How much? P (MW) Q (MVAr)
--------------------- ------------------- ------------- -----------------
Buses 2000 Total Gen Capacity 96291.5 0.0 to 0.0
Generators 544 On-line Capacity 81201.9 0.0 to 0.0
Committed Gens 432 Generation (actual) 67109.2 0.0
Loads 1125 Load 67109.2 0.0
Fixed 1125 Fixed 67109.2 0.0
Dispatchable 0 Dispatchable -0.0 of -0.0 -0.0
Shunts 0 Shunt (inj) -0.0 0.0
Branches 3206 Losses (I^2 * Z) 0.00 0.00
Transformers 861 Branch Charging (inj) - 0.0
Inter-ties 131 Total Inter-tie Flow 20135.0 0.0
Areas 8
Minimum Maximum
------------------------- --------------------------------
Voltage Magnitude 1.000 p.u. @ bus 1001 1.000 p.u. @ bus 1001
Voltage Angle -35.37 deg @ bus 4103 41.69 deg @ bus 1039
**********Reduction Summary****************
225 buses in reduced model
1226 branches in reduced model, including 1151 equivalent lines
544 generators in reduced model
Redistribute loads
**********Generator Placement Results**************
External generator on bus 1006 is moved to 1063
External generator on bus 1009 is moved to 1081
External generator on bus 1011 is moved to 1081
External generator on bus 1021 is moved to 1064
External generator on bus 1023 is moved to 1004
External generator on bus 1026 is moved to 1064
External generator on bus 1033 is moved to 1081
External generator on bus 1035 is moved to 1063
External generator on bus 1039 is moved to 1081
External generator on bus 1042 is moved to 1063
External generator on bus 1043 is moved to 1063
External generator on bus 1049 is moved to 1048
External generator on bus 1050 is moved to 1048
External generator on bus 1051 is moved to 1048
External generator on bus 1052 is moved to 1048
External generator on bus 1053 is moved to 1081
External generator on bus 1057 is moved to 1064
External generator on bus 1059 is moved to 1081
External generator on bus 1060 is moved to 1081
External generator on bus 1062 is moved to 1063
External generator on bus 1066 is moved to 1063
External generator on bus 1070 is moved to 1081
External generator on bus 1072 is moved to 1001
External generator on bus 1073 is moved to 1001
External generator on bus 1074 is moved to 1001
External generator on bus 1075 is moved to 1001
External generator on bus 1076 is moved to 1001
External generator on bus 1077 is moved to 1001
External generator on bus 1078 is moved to 1001
External generator on bus 1079 is moved to 3048
External generator on bus 1080 is moved to 1001
External generator on bus 1082 is moved to 1081
External generator on bus 1084 is moved to 1064
External generator on bus 1088 is moved to 1081
External generator on bus 1090 is moved to 1048
External generator on bus 2005 is moved to 2004
External generator on bus 2006 is moved to 2004
External generator on bus 2013 is moved to 2019
External generator on bus 2023 is moved to 8129
External generator on bus 2024 is moved to 8129
External generator on bus 2042 is moved to 2019
External generator on bus 2056 is moved to 2057
External generator on bus 2059 is moved to 2019
External generator on bus 2062 is moved to 2057
External generator on bus 2071 is moved to 2057
External generator on bus 2076 is moved to 1004
External generator on bus 2078 is moved to 5007
External generator on bus 2083 is moved to 2057
External generator on bus 2084 is moved to 2057
External generator on bus 2085 is moved to 2057
External generator on bus 2089 is moved to 2057
External generator on bus 2094 is moved to 2019
External generator on bus 2095 is moved to 2019
External generator on bus 2099 is moved to 2019
External generator on bus 2100 is moved to 2019
External generator on bus 2104 is moved to 2103
External generator on bus 2105 is moved to 2103
External generator on bus 2116 is moved to 8129
External generator on bus 2117 is moved to 8129
External generator on bus 2118 is moved to 8129
External generator on bus 2119 is moved to 8129
External generator on bus 2120 is moved to 8129
External generator on bus 2123 is moved to 2019
External generator on bus 2127 is moved to 2019
External generator on bus 3004 is moved to 3127
External generator on bus 3017 is moved to 3127
External generator on bus 3020 is moved to 3030
External generator on bus 3034 is moved to 1004
External generator on bus 3039 is moved to 1004
External generator on bus 3043 is moved to 3048
External generator on bus 3044 is moved to 3048
External generator on bus 3056 is moved to 3055
External generator on bus 3057 is moved to 3055
External generator on bus 3061 is moved to 3048
External generator on bus 3062 is moved to 3048
External generator on bus 3063 is moved to 3048
External generator on bus 3065 is moved to 3127
External generator on bus 3068 is moved to 3127
External generator on bus 3071 is moved to 3127
External generator on bus 3074 is moved to 4002
External generator on bus 3081 is moved to 1004
External generator on bus 3084 is moved to 3048
External generator on bus 3086 is moved to 3127
External generator on bus 3087 is moved to 3127
External generator on bus 3092 is moved to 3048
External generator on bus 3095 is moved to 3006
External generator on bus 3098 is moved to 1004
External generator on bus 3105 is moved to 6349
External generator on bus 3106 is moved to 6349
External generator on bus 3110 is moved to 1004
External generator on bus 3112 is moved to 3127
External generator on bus 3113 is moved to 3127
External generator on bus 3117 is moved to 1004
External generator on bus 3118 is moved to 1004
External generator on bus 3120 is moved to 4002
External generator on bus 3122 is moved to 3127
External generator on bus 3129 is moved to 3127
External generator on bus 3131 is moved to 3127
External generator on bus 3133 is moved to 1004
External generator on bus 3137 is moved to 3006
External generator on bus 3141 is moved to 3127
External generator on bus 4045 is moved to 4147
External generator on bus 4046 is moved to 4147
External generator on bus 4047 is moved to 4147
External generator on bus 4050 is moved to 4194
External generator on bus 4052 is moved to 4017
External generator on bus 4058 is moved to 4181
External generator on bus 4059 is moved to 4181
External generator on bus 4060 is moved to 4181
External generator on bus 4062 is moved to 4181
External generator on bus 4063 is moved to 4181
External generator on bus 4065 is moved to 4017
External generator on bus 4076 is moved to 4040
External generator on bus 4077 is moved to 4040
External generator on bus 4082 is moved to 4085
External generator on bus 4083 is moved to 4085
External generator on bus 4084 is moved to 4085
External generator on bus 4090 is moved to 4194
External generator on bus 4091 is moved to 4194
External generator on bus 4092 is moved to 4194
External generator on bus 4093 is moved to 4194
External generator on bus 4094 is moved to 4194
External generator on bus 4095 is moved to 4194
External generator on bus 4096 is moved to 4194
External generator on bus 4097 is moved to 4194
External generator on bus 4098 is moved to 4194
External generator on bus 4105 is moved to 4017
External generator on bus 4115 is moved to 4190
External generator on bus 4116 is moved to 4190
External generator on bus 4133 is moved to 4026
External generator on bus 4134 is moved to 4026
External generator on bus 4135 is moved to 4026
External generator on bus 4136 is moved to 4026
External generator on bus 4137 is moved to 4026
External generator on bus 4138 is moved to 4026
External generator on bus 4142 is moved to 4040
External generator on bus 4153 is moved to 4040
External generator on bus 4160 is moved to 4181
External generator on bus 4161 is moved to 4181
External generator on bus 4162 is moved to 4181
External generator on bus 4163 is moved to 4181
External generator on bus 4166 is moved to 4010
External generator on bus 4177 is moved to 4101
External generator on bus 4183 is moved to 4193
External generator on bus 4192 is moved to 4193
External generator on bus 4195 is moved to 4147
External generator on bus 5020 is moved to 2057
External generator on bus 5023 is moved to 5022
External generator on bus 5035 is moved to 5385
External generator on bus 5036 is moved to 5385
External generator on bus 5038 is moved to 5385
External generator on bus 5039 is moved to 5385
External generator on bus 5040 is moved to 5385
External generator on bus 5041 is moved to 5385
External generator on bus 5042 is moved to 5385
External generator on bus 5051 is moved to 8129
External generator on bus 5058 is moved to 5057
External generator on bus 5065 is moved to 5067
External generator on bus 5066 is moved to 5067
External generator on bus 5068 is moved to 5067
External generator on bus 5069 is moved to 5067
External generator on bus 5089 is moved to 5444
External generator on bus 5106 is moved to 5422
External generator on bus 5107 is moved to 5422
External generator on bus 5166 is moved to 5007
External generator on bus 5167 is moved to 5007
External generator on bus 5170 is moved to 5005
External generator on bus 5198 is moved to 5057
External generator on bus 5207 is moved to 5206
External generator on bus 5208 is moved to 5206
External generator on bus 5238 is moved to 2057
External generator on bus 5243 is moved to 3048
External generator on bus 5263 is moved to 5262
External generator on bus 5282 is moved to 5281
External generator on bus 5283 is moved to 5281
External generator on bus 5297 is moved to 5444
External generator on bus 5298 is moved to 5444
External generator on bus 5299 is moved to 5444
External generator on bus 5300 is moved to 5444
External generator on bus 5301 is moved to 5444
External generator on bus 5303 is moved to 5444
External generator on bus 5320 is moved to 5262
External generator on bus 5321 is moved to 5262
External generator on bus 5324 is moved to 5323
External generator on bus 5325 is moved to 5323
External generator on bus 5326 is moved to 5323
External generator on bus 5342 is moved to 5307
External generator on bus 5343 is moved to 5307
External generator on bus 5363 is moved to 5364
External generator on bus 5365 is moved to 5364
External generator on bus 5366 is moved to 5364
External generator on bus 5367 is moved to 5364
External generator on bus 5368 is moved to 5364
External generator on bus 5369 is moved to 5364
External generator on bus 5383 is moved to 5382
External generator on bus 5399 is moved to 3048
External generator on bus 5403 is moved to 5262
External generator on bus 5404 is moved to 5262
External generator on bus 5405 is moved to 5262
External generator on bus 5406 is moved to 5262
External generator on bus 5416 is moved to 3048
External generator on bus 5417 is moved to 3048
External generator on bus 5418 is moved to 3048
External generator on bus 5419 is moved to 3048
External generator on bus 5423 is moved to 5422
External generator on bus 5424 is moved to 5422
External generator on bus 6006 is moved to 6349
External generator on bus 6007 is moved to 6349
External generator on bus 6008 is moved to 6349
External generator on bus 6009 is moved to 6349
External generator on bus 6010 is moved to 6349
External generator on bus 6041 is moved to 6349
External generator on bus 6042 is moved to 6349
External generator on bus 6048 is moved to 6199
External generator on bus 6049 is moved to 6199
External generator on bus 6050 is moved to 6199
External generator on bus 6051 is moved to 6199
External generator on bus 6052 is moved to 6199
External generator on bus 6053 is moved to 6199
External generator on bus 6054 is moved to 6199
External generator on bus 6070 is moved to 6069
External generator on bus 6071 is moved to 6069
External generator on bus 6072 is moved to 6069
External generator on bus 6073 is moved to 6069
External generator on bus 6074 is moved to 6069
External generator on bus 6079 is moved to 6078
External generator on bus 6080 is moved to 6078
External generator on bus 6082 is moved to 6349
External generator on bus 6083 is moved to 6349
External generator on bus 6085 is moved to 6355
External generator on bus 6086 is moved to 6355
External generator on bus 6087 is moved to 6355
External generator on bus 6088 is moved to 6355
External generator on bus 6089 is moved to 6355
External generator on bus 6090 is moved to 6355
External generator on bus 6104 is moved to 6078
External generator on bus 6105 is moved to 6078
External generator on bus 6106 is moved to 6078
External generator on bus 6110 is moved to 6111
External generator on bus 6144 is moved to 6147
External generator on bus 6145 is moved to 6147
External generator on bus 6146 is moved to 6147
External generator on bus 6148 is moved to 6147
External generator on bus 6149 is moved to 6147
External generator on bus 6165 is moved to 6164
External generator on bus 6166 is moved to 6164
External generator on bus 6167 is moved to 6164
External generator on bus 6213 is moved to 6349
External generator on bus 6215 is moved to 6349
External generator on bus 6216 is moved to 6349
External generator on bus 6242 is moved to 7406
External generator on bus 6243 is moved to 7406
External generator on bus 6244 is moved to 7406
External generator on bus 6245 is moved to 7406
External generator on bus 6246 is moved to 7406
External generator on bus 6247 is moved to 7406
External generator on bus 6248 is moved to 7406
External generator on bus 6249 is moved to 7406
External generator on bus 6257 is moved to 6349
External generator on bus 6258 is moved to 6349
External generator on bus 6259 is moved to 6349
External generator on bus 6260 is moved to 6349
External generator on bus 6266 is moved to 4030
External generator on bus 6267 is moved to 4030
External generator on bus 6268 is moved to 4030
External generator on bus 6269 is moved to 4030
External generator on bus 6270 is moved to 4030
External generator on bus 6271 is moved to 4030
External generator on bus 6272 is moved to 4030
External generator on bus 6273 is moved to 4030
External generator on bus 6274 is moved to 4030
External generator on bus 6296 is moved to 6295
External generator on bus 6297 is moved to 6295
External generator on bus 6301 is moved to 6302
External generator on bus 6303 is moved to 6302
External generator on bus 6304 is moved to 6302
External generator on bus 6305 is moved to 6302
External generator on bus 7005 is moved to 7400
External generator on bus 7006 is moved to 7400
External generator on bus 7007 is moved to 7400
External generator on bus 7008 is moved to 7400
External generator on bus 7009 is moved to 7400
External generator on bus 7015 is moved to 7124
External generator on bus 7021 is moved to 7406
External generator on bus 7022 is moved to 7406
External generator on bus 7023 is moved to 7406
External generator on bus 7024 is moved to 7406
External generator on bus 7025 is moved to 7406
External generator on bus 7031 is moved to 7406
External generator on bus 7032 is moved to 7406
External generator on bus 7033 is moved to 7406
External generator on bus 7034 is moved to 7406
External generator on bus 7046 is moved to 7406
External generator on bus 7061 is moved to 7406
External generator on bus 7062 is moved to 7406
External generator on bus 7063 is moved to 7406
External generator on bus 7064 is moved to 7406
External generator on bus 7065 is moved to 7406
External generator on bus 7066 is moved to 7406
External generator on bus 7079 is moved to 7422
External generator on bus 7080 is moved to 7422
External generator on bus 7081 is moved to 7422
External generator on bus 7082 is moved to 7422
External generator on bus 7099 is moved to 7406
External generator on bus 7107 is moved to 7400
External generator on bus 7108 is moved to 7400
External generator on bus 7109 is moved to 7400
External generator on bus 7110 is moved to 7400
External generator on bus 7111 is moved to 7400
External generator on bus 7112 is moved to 7400
External generator on bus 7113 is moved to 7400
External generator on bus 7114 is moved to 7400
External generator on bus 7115 is moved to 7400
External generator on bus 7121 is moved to 7427
External generator on bus 7122 is moved to 7427
External generator on bus 7133 is moved to 7138
External generator on bus 7134 is moved to 7138
External generator on bus 7135 is moved to 7138
External generator on bus 7136 is moved to 7138
External generator on bus 7137 is moved to 7138
External generator on bus 7139 is moved to 7138
External generator on bus 7140 is moved to 7138
External generator on bus 7141 is moved to 7138
External generator on bus 7142 is moved to 7138
External generator on bus 7146 is moved to 7145
External generator on bus 7162 is moved to 7389
External generator on bus 7163 is moved to 7389
External generator on bus 7164 is moved to 7389
External generator on bus 7165 is moved to 7389
External generator on bus 7166 is moved to 7389
External generator on bus 7167 is moved to 7389
External generator on bus 7168 is moved to 7389
External generator on bus 7169 is moved to 7389
External generator on bus 7189 is moved to 7400
External generator on bus 7190 is moved to 7400
External generator on bus 7191 is moved to 7400
External generator on bus 7192 is moved to 7400
External generator on bus 7193 is moved to 7400
External generator on bus 7194 is moved to 7400
External generator on bus 7195 is moved to 7400
External generator on bus 7196 is moved to 7400
External generator on bus 7197 is moved to 7400
External generator on bus 7207 is moved to 7208
External generator on bus 7209 is moved to 7208
External generator on bus 7210 is moved to 7208
External generator on bus 7211 is moved to 7208
External generator on bus 7212 is moved to 7208
External generator on bus 7266 is moved to 7138
External generator on bus 7267 is moved to 7138
External generator on bus 7268 is moved to 7138
External generator on bus 7269 is moved to 7138
External generator on bus 7270 is moved to 7138
External generator on bus 7280 is moved to 7400
External generator on bus 7281 is moved to 7400
External generator on bus 7284 is moved to 7400
External generator on bus 7285 is moved to 7400
External generator on bus 7286 is moved to 7400
External generator on bus 7287 is moved to 7400
External generator on bus 7288 is moved to 7400
External generator on bus 7289 is moved to 7400
External generator on bus 7307 is moved to 7311
External generator on bus 7308 is moved to 7311
External generator on bus 7309 is moved to 7311
External generator on bus 7310 is moved to 7311
External generator on bus 7323 is moved to 7422
External generator on bus 7324 is moved to 7422
External generator on bus 7325 is moved to 7422
External generator on bus 7326 is moved to 7422
External generator on bus 7329 is moved to 7069
External generator on bus 7334 is moved to 7400
External generator on bus 7335 is moved to 7400
External generator on bus 7349 is moved to 7353
External generator on bus 7350 is moved to 7353
External generator on bus 7351 is moved to 7353
External generator on bus 7352 is moved to 7353
External generator on bus 7354 is moved to 7353
External generator on bus 7355 is moved to 7353
External generator on bus 7356 is moved to 7353
External generator on bus 7357 is moved to 7353
External generator on bus 7358 is moved to 7353
External generator on bus 7359 is moved to 7353
External generator on bus 7360 is moved to 7353
External generator on bus 7361 is moved to 7353
External generator on bus 7369 is moved to 7400
External generator on bus 7370 is moved to 7400
External generator on bus 7371 is moved to 7400
External generator on bus 7372 is moved to 7400
External generator on bus 7373 is moved to 7400
External generator on bus 7374 is moved to 7400
External generator on bus 7376 is moved to 7400
External generator on bus 7377 is moved to 7400
External generator on bus 7378 is moved to 7400
External generator on bus 7379 is moved to 7400
External generator on bus 7414 is moved to 7406
External generator on bus 7419 is moved to 7174
External generator on bus 8024 is moved to 7389
External generator on bus 8034 is moved to 7389
External generator on bus 8035 is moved to 7389
External generator on bus 8036 is moved to 7389
External generator on bus 8046 is moved to 8070
External generator on bus 8047 is moved to 8070
External generator on bus 8048 is moved to 8070
External generator on bus 8049 is moved to 8070
External generator on bus 8050 is moved to 8070
External generator on bus 8051 is moved to 8070
External generator on bus 8061 is moved to 8060
External generator on bus 8071 is moved to 8070
External generator on bus 8078 is moved to 8077
External generator on bus 8079 is moved to 8077
External generator on bus 8080 is moved to 8077
External generator on bus 8088 is moved to 8087
External generator on bus 8099 is moved to 8116
External generator on bus 8115 is moved to 8116
External generator on bus 8117 is moved to 8116
External generator on bus 8130 is moved to 8129
External generator on bus 8131 is moved to 8129
External generator on bus 8147 is moved to 8060
External generator on bus 8152 is moved to 7389
External generator on bus 8155 is moved to 8087
External generator on bus 8158 is moved to 7389

## Bus
bus_i | type | Pd | Qd | Gs | Bs | area | Vm | Va | baseKV | zone | Vmax | Vmin | lam_P | lam_Q | mu_Vmax | mu_Vmin
1001 | 1 | 609.3084 | 5.89 | 0 | 2183.0835 | 1 | 0.97944 | -22.7348 | 115 | 9 | 1.1 | 0.9 | 25.75 | -3.48 | 0 | 0
1004 | 2 | 596.4237 | 0 | 0 | 103.8737 | 1 | 1.0131 | -18.934 | 230 | 9 | 1.1 | 0.9 | -7.08 | 6.03 | 0 | 0
1048 | 2 | 311.8061 | 0 | 0 | 149.082 | 1 | 1.0053 | -13.35 | 18 | 9 | 1.1 | 0.9 | 47.24 | -1.28 | 0 | 0
1063 | 2 | 167.4409 | 0 | 0 | 133.7069 | 1 | 1.0066 | -17.2194 | 13.8 | 9 | 1.1 | 0.9 | -60.92 | -23.13 | 0 | 0
1064 | 1 | 460.7734 | 35.07 | 0 | 707.8536 | 1 | 0.97203 | -24.1533 | 115 | 9 | 1.1 | 0.9 | 23.25 | -3.54 | 0 | 0
1081 | 2 | 174.6864 | 0 | 0 | 792.2962 | 1 | 1.02 | -18.6913 | 230 | 9 | 1.1 | 0.9 | 46.26 | 0 | 0 | 0
2001 | 1 | 0.30385 | 13.7 | 0 | 59.5768 | 2 | 1.0018 | -59.9821 | 161 | 11 | 1.1 | 0.9 | 141.96 | 14.24 | 0 | 0
2004 | 2 | -62.4777 | 0 | 0 | 99.5515 | 2 | 1.0111 | -61.5666 | 13.8 | 11 | 1.1 | 0.9 | 148.2 | 16.97 | 0 | 0
2008 | 1 | -42.1962 | 2.28 | 0 | 48.2471 | 2 | 1.0161 | -32.833 | 161 | 10 | 1.1 | 0.9 | 6.86 | -1.09 | 0 | 0
2019 | 2 | 336.2386 | 0 | 0 | 146.5838 | 2 | 1.0284 | -32.2468 | 20 | 10 | 1.1 | 0.9 | 21.48 | 0.19 | 0 | 0
2057 | 2 | 480.2452 | 0 | 0 | 256.4949 | 2 | 0.99 | -38.7253 | 18 | 11 | 1.1 | 0.9 | 19.33 | 0 | 0 | 0
2103 | 2 | -37.4441 | 0 | 0 | 105.5068 | 2 | 1.0105 | -62.6733 | 20 | 11 | 1.1 | 0.9 | 150.87 | 18.31 | 0 | 0
2115 | 2 | -131.11 | 0 | 0 | 49.1547 | 2 | 1.0049 | -52.2396 | 13.8 | 11 | 1.1 | 0.9 | 132.25 | 10.08 | 0 | 0
3002 | 1 | 159.741 | 31.98 | 0 | 70.7676 | 3 | 0.99254 | -58.5374 | 115 | 28 | 1.1 | 0.9 | 45.23 | 5.45 | 0 | 0
3006 | 1 | 69.8258 | 2.08 | 0 | 79.3748 | 3 | 0.99984 | -26.8779 | 115 | 27 | 1.1 | 0.9 | -794.62 | 136.2 | 0 | 0
3028 | 2 | -56.1435 | 0 | 0 | 61.3293 | 3 | 1.0369 | -34.2504 | 18 | 27 | 1.1 | 0.9 | -726.05 | 2398.81 | 0 | 0
3030 | 1 | 223.4152 | 36.75 | 0 | 190.6024 | 3 | 1.0082 | -40.1886 | 115 | 27 | 1.1 | 0.9 | 326.72 | -108.02 | 0 | 0
3045 | 2 | -102.0417 | 0 | 0 | 48.9588 | 3 | 1.0162 | -29.2954 | 13.8 | 27 | 1.1 | 0.9 | 44.29 | -9.74 | 0 | 0
3048 | 2 | 189.1743 | 0 | 0 | 1781.7819 | 3 | 1.018 | -41.6671 | 500 | 27 | 1.1 | 0.9 | 39.18 | -12.01 | 0 | 0
3051 | 1 | 23.8166 | 41.17 | 0 | 150.6259 | 3 | 0.99532 | -36.0158 | 115 | 28 | 1.1 | 0.9 | -129.88 | -5.1 | 0 | 0
3055 | 2 | 91.4601 | 0 | 0 | 95.859 | 3 | 1.04 | -24.3179 | 13.8 | 27 | 1.1 | 0.9 | 143.92 | 0 | 0 | 0
3060 | 2 | -79.3126 | 0 | 0 | 32.5204 | 3 | 1.04 | -16.4291 | 18 | 27 | 1.1 | 0.9 | 49.48 | 0 | 0 | 0
3127 | 2 | 602.7468 | 0 | 0 | 152.7996 | 3 | 1.0148 | -16.4834 | 115 | 27 | 1.1 | 0.9 | -1516.54 | 2114.75 | 0 | 0
4002 | 1 | 97.5251 | 0.29 | 0 | 26.2918 | 4 | 1.0151 | -53.2544 | 115 | 20 | 1.1 | 0.9 | 7.08 | 1.87 | 0 | 0
4003 | 1 | 127.29 | 36.07 | 0 | 2.516 | 4 | 0.99532 | -72.5889 | 115 | 19 | 1.1 | 0.9 | 1762.88 | 217.81 | 0 | 0
4005 | 1 | 155.8387 | 46.51 | 0 | 98.6995 | 4 | 1.0153 | -60.4718 | 115 | 20 | 1.1 | 0.9 | 14.71 | 8.79 | 0 | 0
4007 | 1 | 238.2134 | 52.04 | 0 | 19.9793 | 4 | 0.99943 | -73.182 | 115 | 19 | 1.1 | 0.9 | 2018.72 | 13.73 | 0 | 0
4010 | 2 | 34.3086 | 0 | 0 | 34.8812 | 4 | 1.03 | -43.8965 | 20 | 21 | 1.1 | 0.9 | -2006.07 | 0 | 0 | 0
4015 | 1 | 128.4269 | 45.28 | 0 | 137.0249 | 4 | 1.02 | -54.6984 | 115 | 20 | 1.1 | 0.9 | -7.27 | 0 | 0 | 0
4017 | 1 | 417.9282 | 25.38 | 0 | 175.3078 | 4 | 1.0082 | -48.63 | 115 | 21 | 1.1 | 0.9 | 619.06 | 69.72 | 0 | 0
4019 | 1 | 145.5815 | 38.48 | 0 | 49.8689 | 4 | 0.98541 | -67.65 | 115 | 19 | 1.1 | 0.9 | 1374.85 | -10.99 | 0 | 0
4026 | 2 | 117.4237 | 0 | 0 | 64.8452 | 4 | 1.03 | -34.9435 | 13.8 | 20 | 1.1 | 0.9 | 21.29 | 0 | 0 | 0
4030 | 2 | 96.5547 | 0 | 0 | 85.7431 | 4 | 1.01 | -30.5323 | 13.8 | 21 | 1.1 | 0.9 | 18.97 | 0 | 0 | 0
4033 | 1 | 126.25 | 35.77 | 0 | 1.41 | 4 | 1.002 | -59.0368 | 115 | 20 | 1.1 | 0.9 | 993.05 | 145.14 | 0 | 0
4040 | 1 | 481.1805 | 63.94 | 0 | 445.6196 | 4 | 1.02 | -64.9626 | 115 | 19 | 1.1 | 0.9 | 726.55 | 0 | 0 | 0
4042 | 1 | 159.131 | 60.97 | 0 | 31.3994 | 4 | 1.0098 | -71.1398 | 115 | 19 | 1.1 | 0.9 | 189.84 | 449.77 | 0 | 0
4061 | 2 | -58.3842 | 0 | 0 | 15.9947 | 4 | 1.03 | -34.5189 | 13.8 | 21 | 1.1 | 0.9 | 17.74 | 0 | 0 | 0
4066 | 1 | 272.156 | 54.27 | 0 | 155.7757 | 4 | 1.0119 | -73.7485 | 115 | 19 | 1.1 | 0.9 | 1978.61 | 308.83 | 0 | 0
4067 | 1 | 267.8218 | 45.18 | 0 | 32.376 | 4 | 0.98768 | -64.7614 | 115 | 19 | 1.1 | 0.9 | 1281 | -28.91 | 0 | 0
4071 | 1 | 62.4334 | 79.75 | 0 | 37.8773 | 4 | 0.99513 | -56.0554 | 115 | 19 | 1.1 | 0.9 | 183.42 | 63.6 | 0 | 0
4075 | 2 | -39.3977 | 0 | 0 | 9.0676 | 4 | 1.0116 | -61.536 | 24 | 19 | 1.1 | 0.9 | 48.5 | 139.19 | 0 | 0
4079 | 1 | 222.1006 | 48.51 | 0 | 1.539 | 4 | 1.0073 | -68.0262 | 115 | 19 | 1.1 | 0.9 | 619.17 | 3.64 | 0 | 0
4085 | 2 | 416.7225 | 0 | 0 | 34.5335 | 4 | 1.04 | -42.3592 | 13.8 | 21 | 1.1 | 0.9 | 18.76 | 0 | 0 | 0
4088 | 1 | 257.4096 | 60.21 | 0 | 279.4425 | 4 | 1.02 | -72.8755 | 115 | 19 | 1.1 | 0.9 | 1940.05 | 0 | 0 | 0
4101 | 1 | 167.4784 | 36.31 | 0 | 58.2954 | 4 | 0.99938 | -58.8848 | 115 | 20 | 1.1 | 0.9 | 988.94 | 140.12 | 0 | 0
4103 | 1 | 216.1981 | 53.8 | 0 | 147.9037 | 4 | 1.0049 | -74.238 | 115 | 19 | 1.1 | 0.9 | 2048.22 | 194.16 | 0 | 0
4122 | 1 | 251.1769 | 41.4 | 0 | 155.6293 | 4 | 1.0069 | -71.8923 | 115 | 19 | 1.1 | 0.9 | 2157.79 | -3.75 | 0 | 0
4126 | 1 | 142.4045 | 36.09 | 0 | 2.1696 | 4 | 1.0042 | -56.484 | 115 | 19 | 1.1 | 0.9 | -36.13 | 46.43 | 0 | 0
4128 | 1 | 117.0463 | 35 | 0 | 98.0545 | 4 | 0.99576 | -69.6755 | 115 | 19 | 1.1 | 0.9 | 1292.25 | 280.72 | 0 | 0
4147 | 1 | 203.5738 | 54.87 | 0 | 188.9197 | 4 | 1.02 | -57.7444 | 115 | 20 | 1.1 | 0.9 | 961.98 | 0 | 0 | 0
4171 | 1 | 212.7512 | 47.5 | 0 | 140.2833 | 4 | 1.0093 | -62.4927 | 115 | 19 | 1.1 | 0.9 | 1593.05 | -350.77 | 0 | 0
4181 | 2 | 624.5589 | 0 | 0 | 152.3101 | 4 | 1.0224 | -39.3711 | 230 | 21 | 1.1 | 0.9 | 34.64 | 12.7 | 0 | 0
4190 | 1 | 253.1932 | 37.53 | 0 | 24.5766 | 4 | 1.0056 | -58.6822 | 115 | 20 | 1.1 | 0.9 | 1.05 | 6.43 | 0 | 0
4193 | 1 | 608.4154 | 50.5 | 0 | 31.236 | 4 | 1.0127 | -53.4738 | 115 | 19 | 1.1 | 0.9 | -5.26 | 15.51 | 0 | 0
4194 | 2 | 85.6179 | 0 | 0 | 83.6972 | 4 | 0.99947 | -61.6021 | 115 | 19 | 1.1 | 0.9 | 1247.21 | -52.92 | 0 | 0
5003 | 1 | 246.596 | 32.2 | 0 | 40.0326 | 5 | 0.9882 | -70.8775 | 161 | 16 | 1.1 | 0.9 | 549.6 | 24.83 | 0 | 0
5004 | 1 | 161.35 | 3.31 | 0 | 73.6778 | 5 | 0.98669 | -63.6248 | 161 | 14 | 1.1 | 0.9 | 101.67 | 13.33 | 0 | 0
5005 | 1 | 95.1315 | 2.53 | 0 | 72.2859 | 5 | 1.0093 | -55.2029 | 161 | 18 | 1.1 | 0.9 | 40.44 | 1.75 | 0 | 0
5007 | 1 | 453.2863 | 20.42 | 0 | 165.4265 | 5 | 0.99355 | -66.1084 | 161 | 17 | 1.1 | 0.9 | 361.22 | 5.03 | 0 | 0
5008 | 1 | 22.1267 | 2.15 | 0 | 109.7167 | 5 | 1.0061 | -43.5845 | 161 | 15 | 1.1 | 0.9 | -1.92 | 14.44 | 0 | 0
5010 | 1 | 287.454 | 37.93 | 0 | 108.9975 | 5 | 0.99544 | -69.6305 | 161 | 16 | 1.1 | 0.9 | 306.26 | 41.42 | 0 | 0
5011 | 1 | 32.1412 | 2.17 | 0 | 30.574 | 5 | 1.0036 | -55.4696 | 161 | 13 | 1.1 | 0.9 | 57.86 | 10.67 | 0 | 0
5016 | 1 | 307.7391 | 51.33 | 0 | 345.7997 | 5 | 1.0013 | -66.1914 | 161 | 17 | 1.1 | 0.9 | 161.81 | 19.89 | 0 | 0
5022 | 1 | 100.9004 | 39.73 | 0 | 294.3593 | 5 | 0.99761 | -63.1858 | 161 | 17 | 1.1 | 0.9 | 123.63 | 8.5 | 0 | 0
5030 | 1 | 218.2249 | 22.55 | 0 | 103.7646 | 5 | 0.98986 | -66.2936 | 161 | 12 | 1.1 | 0.9 | 135.78 | -1.77 | 0 | 0
5037 | 2 | -72.9881 | 0 | 0 | 55.0662 | 5 | 1.02 | -63.3633 | 13.2 | 16 | 1.1 | 0.9 | 16.22 | 0 | 0 | 0
5048 | 1 | 140.4243 | 52.29 | 0 | 48.0531 | 5 | 0.99611 | -64.2594 | 161 | 17 | 1.1 | 0.9 | 119.43 | 13.39 | 0 | 0
5053 | 1 | 322.6975 | 43.29 | 0 | 10.4869 | 5 | 0.98851 | -69.5902 | 161 | 16 | 1.1 | 0.9 | 234.51 | 37.77 | 0 | 0
5057 | 2 | 118.7554 | 0 | 0 | 152.8783 | 5 | 1.0028 | -50.2124 | 13.8 | 12 | 1.1 | 0.9 | 17.98 | -1.58 | 0 | 0
5067 | 2 | 701.8652 | 0 | 0 | 81.7435 | 5 | 1.03 | -59.6097 | 13.8 | 17 | 1.1 | 0.9 | 110.15 | 0 | 0 | 0
5084 | 1 | 158.0815 | 63.52 | 0 | 91.1606 | 5 | 0.99438 | -67.9774 | 161 | 16 | 1.1 | 0.9 | 203.38 | 34.97 | 0 | 0
5098 | 1 | 398.3691 | 44.26 | 0 | 307.0887 | 5 | 1.0115 | -68.8534 | 161 | 17 | 1.1 | 0.9 | 784.12 | -118.45 | 0 | 0
5103 | 1 | 492.1608 | 66.44 | 0 | 272.8142 | 5 | 0.99481 | -69.0101 | 161 | 16 | 1.1 | 0.9 | 226.42 | 36.79 | 0 | 0
5117 | 1 | 311.3562 | 36.35 | 0 | 57.2084 | 5 | 0.98455 | -69.2112 | 161 | 17 | 1.1 | 0.9 | 214.2 | 13.05 | 0 | 0
5126 | 1 | 439.242 | 49.08 | 0 | 101.6567 | 5 | 0.98785 | -71.3578 | 161 | 16 | 1.1 | 0.9 | 422.81 | 36.18 | 0 | 0
5157 | 1 | 501.6258 | 41.55 | 0 | 73.9025 | 5 | 0.98536 | -69.5139 | 161 | 17 | 1.1 | 0.9 | 363.96 | 37.87 | 0 | 0
5158 | 1 | 421.5038 | 47.66 | 0 | 297.4378 | 5 | 1.0115 | -69.7357 | 161 | 16 | 1.1 | 0.9 | 980.15 | 1.33 | 0 | 0
5161 | 1 | 447.9694 | 56.57 | 0 | 418.4024 | 5 | 1.0114 | -71.1923 | 161 | 16 | 1.1 | 0.9 | 662.23 | 11.52 | 0 | 0
5168 | 1 | 304.0131 | 35.61 | 0 | 100.5466 | 5 | 0.98986 | -71.7602 | 161 | 16 | 1.1 | 0.9 | 368.7 | 26.9 | 0 | 0
5181 | 1 | 320.9649 | 50.5 | 0 | 24.3472 | 5 | 0.99017 | -70.6393 | 161 | 16 | 1.1 | 0.9 | 468.05 | 40.3 | 0 | 0
5193 | 1 | 235.526 | 38.19 | 0 | 172.673 | 5 | 1.0125 | -52.7834 | 161 | 13 | 1.1 | 0.9 | 32.25 | 0.38 | 0 | 0
5203 | 1 | 381.9149 | 41.65 | 0 | 110.7697 | 5 | 0.98827 | -71.0598 | 161 | 16 | 1.1 | 0.9 | 300.79 | 36.78 | 0 | 0
5206 | 2 | 185.9925 | 0 | 0 | 77.3614 | 5 | 1.01 | -52.8854 | 13.8 | 12 | 1.1 | 0.9 | 17.61 | 0 | 0 | 0
5224 | 1 | 562.0259 | 43.88 | 0 | 200.8772 | 5 | 0.99481 | -71.1011 | 161 | 16 | 1.1 | 0.9 | 267.48 | 31.82 | 0 | 0
5234 | 1 | 207.1371 | 40.42 | 0 | 71.8646 | 5 | 0.99084 | -68.2661 | 161 | 16 | 1.1 | 0.9 | 204.02 | 31.99 | 0 | 0
5245 | 1 | 298.7741 | 39.37 | 0 | 164.1924 | 5 | 0.99862 | -70.8261 | 161 | 17 | 1.1 | 0.9 | 274.38 | 15.51 | 0 | 0
5250 | 1 | 496.4117 | 46.77 | 0 | 83.0232 | 5 | 0.99881 | -68.3956 | 161 | 16 | 1.1 | 0.9 | 1055.19 | 8.85 | 0 | 0
5251 | 1 | 324.093 | 34.88 | 0 | 96.1378 | 5 | 0.99406 | -69.7104 | 161 | 17 | 1.1 | 0.9 | 262.46 | 32.44 | 0 | 0
5253 | 1 | 323.5033 | 35.89 | 0 | 86.9235 | 5 | 0.98874 | -69.1268 | 161 | 17 | 1.1 | 0.9 | 295.83 | 22.87 | 0 | 0
5262 | 2 | 1113.2158 | 0 | 0 | 183.8739 | 5 | 1.01 | -49.5362 | 13.8 | 18 | 1.1 | 0.9 | 8.62 | 0 | 0 | 0
5266 | 1 | 189.0748 | 38.57 | 0 | 147.6413 | 5 | 1.0026 | -69.059 | 161 | 17 | 1.1 | 0.9 | 241.42 | 29.88 | 0 | 0
5281 | 2 | 298.627 | 0 | 0 | 113.7083 | 5 | 1.0116 | -47.5906 | 13.8 | 13 | 1.1 | 0.9 | 35.05 | 0.97 | 0 | 0
5287 | 1 | 281.8033 | 52.92 | 0 | 15.7808 | 5 | 0.98974 | -69.8609 | 161 | 17 | 1.1 | 0.9 | 270.95 | 22.98 | 0 | 0
5291 | 1 | 457.0384 | 40.85 | 0 | 192.3982 | 5 | 0.99091 | -68.0868 | 161 | 17 | 1.1 | 0.9 | 220.7 | -53.98 | 0 | 0
5302 | 2 | -89.9366 | 0 | 0 | 51.0725 | 5 | 1.04 | -58.7455 | 13.8 | 16 | 1.1 | 0.9 | 132.94 | 0 | 0 | 0
5305 | 1 | 67.3675 | 53.67 | 0 | 92.4545 | 5 | 0.99889 | -67.4699 | 161 | 16 | 1.1 | 0.9 | 226.7 | 39.18 | 0 | 0
5307 | 1 | 344.9263 | 40.67 | 0 | 10.8294 | 5 | 1.0048 | -70.0692 | 161 | 16 | 1.1 | 0.9 | 243.85 | 18.37 | 0 | 0
5319 | 2 | -102.9369 | 0 | 0 | 66.0346 | 5 | 1.01 | -54.207 | 13.2 | 18 | 1.1 | 0.9 | 2.96 | 0 | 0 | 0
5323 | 1 | 1080.3587 | 62.17 | 0 | 203.3233 | 5 | 0.9993 | -68.0082 | 161 | 17 | 1.1 | 0.9 | 220.17 | 35.01 | 0 | 0
5329 | 1 | 345.5057 | 42 | 0 | 65.4307 | 5 | 0.98713 | -70.1832 | 161 | 16 | 1.1 | 0.9 | 471.17 | 37.54 | 0 | 0
5335 | 1 | 393.5745 | 47.23 | 0 | 72.1152 | 5 | 0.98786 | -71.1491 | 161 | 17 | 1.1 | 0.9 | 297.81 | 32.48 | 0 | 0
5351 | 1 | 416.5224 | 49.38 | 0 | 261.7954 | 5 | 0.99768 | -67.5484 | 161 | 16 | 1.1 | 0.9 | 242.51 | 44.19 | 0 | 0
5360 | 2 | -45.8561 | 0 | 0 | 158.1466 | 5 | 1.01 | -43.7029 | 13.8 | 13 | 1.1 | 0.9 | 33.6 | 0 | 0 | 0
5364 | 2 | 664.727 | 0 | 0 | 131.572 | 5 | 1 | -54.885 | 13.8 | 12 | 1.1 | 0.9 | 44.38 | 0 | 0 | 0
5373 | 1 | 346.5848 | 44.48 | 0 | 71.5596 | 5 | 0.98092 | -70.9899 | 161 | 17 | 1.1 | 0.9 | 2272.44 | 675.62 | 0 | 0
5379 | 1 | 376.8551 | 46.67 | 0 | 199.1546 | 5 | 0.99738 | -69.9312 | 161 | 17 | 1.1 | 0.9 | 213.54 | 13.9 | 0 | 0
5382 | 2 | 39.0587 | 0 | 0 | 87.5113 | 5 | 1.0295 | -60.1211 | 13.8 | 14 | 1.1 | 0.9 | 9.7 | -13.2 | 0 | 0
5385 | 1 | 428.3944 | 68.28 | 0 | 259.3201 | 5 | 1.0052 | -66.9162 | 161 | 16 | 1.1 | 0.9 | 1294.11 | 20.16 | 0 | 0
5412 | 1 | 263.2452 | 40.97 | 0 | 99.0027 | 5 | 0.99329 | -69.3224 | 161 | 16 | 1.1 | 0.9 | 289.23 | 42.6 | 0 | 0
5415 | 2 | -95.4145 | 0 | 0 | 58.4129 | 5 | 1 | -49.2855 | 13.8 | 12 | 1.1 | 0.9 | 33.99 | 0 | 0 | 0
5422 | 1 | 342.5045 | 51.83 | 0 | 512.5776 | 5 | 1.02 | -70.3077 | 161 | 17 | 1.1 | 0.9 | 243.65 | 0 | 0 | 0
5440 | 1 | 379.5372 | 47.35 | 0 | 248.3008 | 5 | 0.99952 | -70.2367 | 161 | 17 | 1.1 | 0.9 | 231.42 | 21.44 | 0 | 0
5441 | 1 | 341.2817 | 41.13 | 0 | 150.9229 | 5 | 0.99391 | -66.8285 | 161 | 17 | 1.1 | 0.9 | 192.57 | 6.22 | 0 | 0
5444 | 2 | 685.7953 | 0 | 0 | 390.9032 | 5 | 1.01 | -59.9041 | 500 | 17 | 1.1 | 0.9 | 95.24 | 0 | 0 | 0
5447 | 1 | 388.7231 | 43.76 | 0 | 46.7103 | 5 | 0.98559 | -68.2603 | 161 | 17 | 1.1 | 0.9 | 192.27 | 15.77 | 0 | 0
5449 | 1 | 165.5295 | 75.65 | 0 | 308.7376 | 5 | 1.0088 | -67.2701 | 161 | 17 | 1.1 | 0.9 | 190.49 | 30.46 | 0 | 0
5463 | 1 | 336.2981 | 45.43 | 0 | 79.0511 | 5 | 0.98966 | -70.8048 | 161 | 17 | 1.1 | 0.9 | 288.45 | 30.53 | 0 | 0
5465 | 1 | 82.254 | 61.81 | 0 | 103.9691 | 5 | 1.0078 | -67.8659 | 161 | 16 | 1.1 | 0.9 | 196.17 | 19.55 | 0 | 0
5480 | 1 | 198.5937 | 50.78 | 0 | 93.051 | 5 | 0.99264 | -65.5029 | 161 | 17 | 1.1 | 0.9 | 141.9 | 14.77 | 0 | 0
6001 | 1 | 276.5904 | 29.41 | 0 | 290.9246 | 6 | 1.02 | -57.1459 | 115 | 22 | 1.1 | 0.9 | -9.42 | 0 | 0 | 0
6002 | 1 | 160.0287 | 9.2 | 0 | 35.7347 | 6 | 1.002 | -57.1471 | 115 | 26 | 1.1 | 0.9 | 421.05 | 72.56 | 0 | 0
6005 | 1 | 95.9243 | 21.39 | 0 | 166.5335 | 6 | 1.0148 | -46.1515 | 115 | 25 | 1.1 | 0.9 | 196.34 | 16.4 | 0 | 0
6014 | 1 | 109.1683 | 1.56 | 0 | 87.3874 | 6 | 1.0108 | -51.9809 | 115 | 24 | 1.1 | 0.9 | 717.8 | 0.19 | 0 | 0
6018 | 1 | 284.2753 | 0.7 | 0 | 68.1473 | 6 | 0.98899 | -56.8942 | 115 | 23 | 1.1 | 0.9 | 634.76 | 147.18 | 0 | 0
6023 | 1 | 233.8231 | 37.65 | 0 | 47.7683 | 6 | 0.99682 | -55.7441 | 115 | 23 | 1.1 | 0.9 | 115.11 | 40.72 | 0 | 0
6035 | 1 | 299.985 | 58.47 | 0 | 83.5493 | 6 | 0.99182 | -56.2031 | 115 | 23 | 1.1 | 0.9 | 765.29 | 139.2 | 0 | 0
6037 | 1 | 254.752 | 41.8 | 0 | 201.5404 | 6 | 1.0029 | -54.7483 | 115 | 22 | 1.1 | 0.9 | 138.73 | 18.03 | 0 | 0
6047 | 1 | 275.5729 | 42.46 | 0 | 187.6314 | 6 | 1.0061 | -56.7951 | 115 | 26 | 1.1 | 0.9 | 283.16 | 48.92 | 0 | 0
6058 | 1 | 100.9305 | 50.61 | 0 | 116.1111 | 6 | 1.0069 | -51.9476 | 115 | 22 | 1.1 | 0.9 | 746 | 119.51 | 0 | 0
6061 | 1 | 340.4373 | 41.91 | 0 | 83.1022 | 6 | 0.98581 | -58.0929 | 115 | 23 | 1.1 | 0.9 | 808.23 | 132.02 | 0 | 0
6069 | 2 | 219.6716 | 0 | 0 | 89.7482 | 6 | 1.03 | -46.5359 | 18 | 22 | 1.1 | 0.9 | 17.83 | 0 | 0 | 0
6078 | 2 | 565.0746 | 0 | 0 | 122.6471 | 6 | 1.0072 | -29.0246 | 22 | 25 | 1.1 | 0.9 | 19.29 | -11.93 | 0 | 0
6111 | 2 | 91.4802 | 0 | 0 | 138.0648 | 6 | 1.04 | -46.4075 | 13.8 | 25 | 1.1 | 0.9 | 18.77 | 0 | 0 | 0
6115 | 1 | 431.8198 | 37.15 | 0 | 77.6095 | 6 | 0.99096 | -57.3624 | 115 | 22 | 1.1 | 0.9 | 337.53 | -35.88 | 0 | 0
6120 | 1 | 247.619 | 55.33 | 0 | 62.0859 | 6 | 0.9947 | -56.4273 | 115 | 23 | 1.1 | 0.9 | 278.3 | 71.32 | 0 | 0
6147 | 2 | 525.7618 | 0 | 0 | 99.0441 | 6 | 1.03 | -44.1096 | 13.8 | 22 | 1.1 | 0.9 | 18.17 | 0 | 0 | 0
6164 | 2 | -11.9562 | 0 | 0 | 74.6727 | 6 | 1.03 | -44.8808 | 13.8 | 22 | 1.1 | 0.9 | 16.13 | 0 | 0 | 0
6168 | 1 | 464.5975 | 39.17 | 0 | 92.3274 | 6 | 0.99023 | -58.2115 | 115 | 26 | 1.1 | 0.9 | 239.98 | 32.01 | 0 | 0
6178 | 1 | 126.6361 | 38.09 | 0 | 113.5892 | 6 | 1.006 | -55.3367 | 115 | 26 | 1.1 | 0.9 | 1123.12 | 198.56 | 0 | 0
6199 | 1 | 598.9413 | 67.93 | 0 | 391.7365 | 6 | 1.0052 | -56.0721 | 115 | 26 | 1.1 | 0.9 | 161.79 | 19.8 | 0 | 0
6205 | 1 | 217.2489 | 34.55 | 0 | 33.2193 | 6 | 0.98466 | -57.3896 | 115 | 23 | 1.1 | 0.9 | 19.62 | 6.24 | 0 | 0
6208 | 1 | 436.2135 | 39.94 | 0 | 117.855 | 6 | 0.98462 | -58.8038 | 115 | 23 | 1.1 | 0.9 | 731.26 | 101.44 | 0 | 0
6214 | 2 | -156.1923 | 0 | 0 | 62.3005 | 6 | 1.04 | -38.3642 | 13.8 | 23 | 1.1 | 0.9 | 21.48 | 0 | 0 | 0
6223 | 1 | 360.2605 | 47.27 | 0 | 112.7496 | 6 | 0.98907 | -56.5988 | 115 | 23 | 1.1 | 0.9 | -51.64 | -16.1 | 0 | 0
6230 | 1 | 309.2776 | 54.26 | 0 | 182.0255 | 6 | 0.9994 | -55.5646 | 115 | 22 | 1.1 | 0.9 | 107.04 | 10.1 | 0 | 0
6236 | 1 | 314.0518 | 48.03 | 0 | 207.1114 | 6 | 0.99902 | -55.0237 | 115 | 26 | 1.1 | 0.9 | 69.79 | 14.89 | 0 | 0
6238 | 1 | 288.1956 | 38.19 | 0 | 31.8032 | 6 | 0.97942 | -58.5262 | 115 | 23 | 1.1 | 0.9 | 1273.7 | 184.76 | 0 | 0
6241 | 1 | 193.3124 | 49.79 | 0 | 93.5785 | 6 | 0.994 | -53.6859 | 115 | 22 | 1.1 | 0.9 | 281.04 | -2.99 | 0 | 0
6278 | 1 | 149.7556 | 38.44 | 0 | 51.3226 | 6 | 0.99584 | -55.3289 | 115 | 23 | 1.1 | 0.9 | 851.62 | 285.64 | 0 | 0
6280 | 1 | 100.45 | 38.54 | 0 | 75.7961 | 6 | 1.0066 | -51.9464 | 115 | 22 | 1.1 | 0.9 | 683.79 | 68.68 | 0 | 0
6288 | 1 | 462.8163 | 47.19 | 0 | 120.887 | 6 | 0.98899 | -56.8126 | 115 | 26 | 1.1 | 0.9 | 144.01 | 8.64 | 0 | 0
6295 | 2 | -162.8424 | 0 | 0 | 93.0021 | 6 | 1.0211 | -48.0335 | 13.8 | 23 | 1.1 | 0.9 | 13.29 | -6.43 | 0 | 0
6302 | 2 | 526.1052 | 0 | 0 | 53.9267 | 6 | 1.014 | -43.6695 | 22 | 22 | 1.1 | 0.9 | 18.65 | -3.33 | 0 | 0
6330 | 1 | 265.7164 | 37.9 | 0 | 103.5098 | 6 | 0.98319 | -59.179 | 115 | 23 | 1.1 | 0.9 | 1597.32 | 40.1 | 0 | 0
6335 | 1 | 203.1712 | 46.67 | 0 | 47.0466 | 6 | 0.99304 | -55.6169 | 115 | 26 | 1.1 | 0.9 | 46.98 | 13.48 | 0 | 0
6344 | 1 | 348.2002 | 44.99 | 0 | 131.8 | 6 | 0.99852 | -55.6068 | 115 | 23 | 1.1 | 0.9 | -271.72 | -63.94 | 0 | 0
6349 | 2 | 1645.0205 | 0 | 0 | 456.0243 | 6 | 1.0272 | -49.6522 | 500 | 23 | 1.1 | 0.9 | 0.07 | -12.25 | 0 | 0
6352 | 1 | 262.7484 | 34.5 | 0 | 130.3187 | 6 | 1.0048 | -56.8257 | 115 | 26 | 1.1 | 0.9 | 201.58 | 17.48 | 0 | 0
6355 | 1 | 240.0731 | 43.02 | 0 | 76.4035 | 6 | 0.99845 | -55.2517 | 115 | 23 | 1.1 | 0.9 | 109.77 | 16.91 | 0 | 0
7001 | 1 | 131.0419 | 2.64 | 0 | 40.4225 | 7 | 0.99883 | -35.8973 | 115 | 6 | 1.1 | 0.9 | 128.96 | 18.58 | 0 | 0
7004 | 1 | 120.9762 | 62.88 | 0 | 62.9916 | 7 | 1.0089 | -34.1454 | 115 | 4 | 1.1 | 0.9 | 358.9 | 80.4 | 0 | 0
7010 | 1 | 175.4164 | 4.43 | 0 | 44.2346 | 7 | 0.98341 | -42.9026 | 115 | 5 | 1.1 | 0.9 | 953.38 | 175.93 | 0 | 0
7012 | 1 | 79.0866 | 0.27 | 0 | 16.2149 | 7 | 0.97807 | -38.9259 | 115 | 3 | 1.1 | 0.9 | 448.12 | 114.81 | 0 | 0
7013 | 1 | 192.9128 | 39.11 | 0 | 8.2194 | 7 | 0.99052 | -40.6405 | 115 | 5 | 1.1 | 0.9 | 1936.46 | 38.11 | 0 | 0
7017 | 1 | 356.8301 | 38.48 | 0 | 231.3811 | 7 | 0.99362 | -39.5398 | 115 | 3 | 1.1 | 0.9 | 680.67 | 95.46 | 0 | 0
7039 | 1 | 194.2589 | 66.73 | 0 | 92.1367 | 7 | 0.99874 | -37.255 | 115 | 3 | 1.1 | 0.9 | 1232.46 | 94.67 | 0 | 0
7045 | 2 | -92.5739 | 0 | 0 | 46.2019 | 7 | 1.03 | -29.6006 | 20 | 6 | 1.1 | 0.9 | 38.31 | 0 | 0 | 0
7049 | 1 | 300.8579 | 80.22 | 0 | 84.3739 | 7 | 1.0026 | -38.5892 | 115 | 3 | 1.1 | 0.9 | 1377.38 | 47.61 | 0 | 0
7051 | 1 | 439.9406 | 39.89 | 0 | 192.4143 | 7 | 0.99116 | -39.3216 | 115 | 3 | 1.1 | 0.9 | 486.11 | 35.74 | 0 | 0
7069 | 1 | 100.0081 | 14.5 | 0 | 34.1277 | 7 | 1.001 | -33.9157 | 115 | 1 | 1.1 | 0.9 | 812.09 | 124.42 | 0 | 0
7074 | 1 | 122.9833 | 19.59 | 0 | 54.4587 | 7 | 1.0084 | -33.7946 | 115 | 2 | 1.1 | 0.9 | 71.58 | -7.39 | 0 | 0
7075 | 1 | 211.8618 | 45.58 | 0 | 349.8756 | 7 | 1.0134 | -35.3282 | 115 | 4 | 1.1 | 0.9 | 379.95 | 76.46 | 0 | 0
7084 | 1 | 273.4844 | 60.84 | 0 | 84.7251 | 7 | 1.0038 | -33.7156 | 115 | 4 | 1.1 | 0.9 | 43.61 | -15.83 | 0 | 0
7091 | 1 | 315.416 | 59.69 | 0 | 334.3942 | 7 | 1.02 | -39.739 | 115 | 3 | 1.1 | 0.9 | 674.56 | 0 | 0 | 0
7098 | 3 | -218.6867 | 0 | 0 | 23.8413 | 7 | 1 | 0 | 13.8 | 1 | 1.1 | 0.9 | 7.46 | 0 | 0 | 0
7101 | 1 | 332.5296 | 60.21 | 0 | 124.4657 | 7 | 0.9962 | -38.4429 | 115 | 3 | 1.1 | 0.9 | 1116.45 | 96.9 | 0 | 0
7124 | 1 | 432.0645 | 46.65 | 0 | 126.9351 | 7 | 0.98768 | -38.5943 | 115 | 3 | 1.1 | 0.9 | 728.01 | 86.06 | 0 | 0
7127 | 1 | -154.1409 | 63.34 | 0 | 248.9892 | 7 | 1.0045 | -34.5289 | 115 | 3 | 1.1 | 0.9 | 249.15 | 138.18 | 0 | 0
7138 | 2 | 935.3237 | 0 | 0 | 40.3535 | 7 | 1.0253 | -22.988 | 13.8 | 4 | 1.1 | 0.9 | 47.04 | -3.78 | 0 | 0
7145 | 1 | 266.042 | 40.74 | 0 | 308.7866 | 7 | 1.02 | -41.1233 | 115 | 4 | 1.1 | 0.9 | 487 | 0 | 0 | 0
7157 | 1 | 710.5772 | 46.42 | 0 | 228.5038 | 7 | 0.99317 | -38.7563 | 115 | 5 | 1.1 | 0.9 | 309.64 | 57.92 | 0 | 0
7170 | 2 | -164.5968 | 0 | 0 | 43.657 | 7 | 1.04 | -29.0975 | 18 | 3 | 1.1 | 0.9 | 17.38 | 0 | 0 | 0
7174 | 1 | 413.678 | 35.32 | 0 | 20.0146 | 7 | 0.9889 | -35.8911 | 115 | 4 | 1.1 | 0.9 | 1811.39 | 362.07 | 0 | 0
7177 | 1 | 556.7755 | 59.96 | 0 | 81.5634 | 7 | 0.985 | -39.6556 | 115 | 5 | 1.1 | 0.9 | 343.92 | 59.62 | 0 | 0
7178 | 1 | 330.5537 | 34.71 | 0 | 48.5341 | 7 | 0.98094 | -40.6281 | 115 | 3 | 1.1 | 0.9 | 549.91 | 73.35 | 0 | 0
7181 | 1 | 258.8156 | 42.21 | 0 | 30.8984 | 7 | 0.98127 | -40.5475 | 115 | 3 | 1.1 | 0.9 | 1096.68 | 157.82 | 0 | 0
7185 | 1 | -95.7544 | 47.86 | 0 | 53.1312 | 7 | 1.006 | -31.0875 | 115 | 3 | 1.1 | 0.9 | 1268.26 | 219.89 | 0 | 0
7201 | 1 | 283.3385 | 61.42 | 0 | 224.237 | 7 | 1.0059 | -39.2021 | 115 | 5 | 1.1 | 0.9 | 2211.45 | 17.55 | 0 | 0
7208 | 2 | 697.5654 | 0 | 0 | 38.9298 | 7 | 1.04 | -20.7691 | 18 | 4 | 1.1 | 0.9 | 25.73 | 0 | 0 | 0
7221 | 1 | 670.7156 | 48.05 | 0 | 173.2842 | 7 | 0.98786 | -38.8335 | 115 | 3 | 1.1 | 0.9 | 825.31 | 32.62 | 0 | 0
7229 | 1 | 111.9905 | 80.87 | 0 | 44.6042 | 7 | 1.0008 | -36.2211 | 115 | 3 | 1.1 | 0.9 | 235.6 | 50.75 | 0 | 0
7235 | 1 | 244.0855 | 42.96 | 0 | 214.1937 | 7 | 1.02 | -42.3474 | 115 | 3 | 1.1 | 0.9 | 1316.48 | 0 | 0 | 0
7246 | 1 | 378.4894 | 56.53 | 0 | 37.8852 | 7 | 0.97673 | -41.3673 | 115 | 3 | 1.1 | 0.9 | 1509.8 | 99.38 | 0 | 0
7248 | 1 | 533.7595 | 62.48 | 0 | 110.9255 | 7 | 0.98233 | -40.0579 | 115 | 3 | 1.1 | 0.9 | 771.38 | 192.44 | 0 | 0
7257 | 1 | 293.8363 | 36.03 | 0 | 24.5986 | 7 | 0.9868 | -36.8626 | 115 | 4 | 1.1 | 0.9 | 1305.96 | 235.28 | 0 | 0
7259 | 1 | 297.6046 | 41.38 | 0 | 39.4026 | 7 | 0.99832 | -37.7653 | 115 | 4 | 1.1 | 0.9 | 594.73 | 45.06 | 0 | 0
7260 | 1 | 152.0684 | 35.31 | 0 | 22.0149 | 7 | 0.99713 | -35.8554 | 115 | 4 | 1.1 | 0.9 | 265.32 | 49.16 | 0 | 0
7279 | 1 | 168.687 | 42.08 | 0 | 80.1126 | 7 | 1.0084 | -33.1881 | 115 | 4 | 1.1 | 0.9 | 222.2 | 22.39 | 0 | 0
7311 | 2 | -103.989 | 0 | 0 | 67.4665 | 7 | 1.0323 | -23.6244 | 24 | 1 | 1.1 | 0.9 | 27 | 3.3 | 0 | 0
7317 | 1 | 301.9836 | 40.49 | 0 | 30.4615 | 7 | 0.99273 | -35.6948 | 115 | 4 | 1.1 | 0.9 | 1548 | 301.33 | 0 | 0
7330 | 1 | 551.6531 | 55.55 | 0 | 194.6891 | 7 | 0.98861 | -38.9959 | 115 | 3 | 1.1 | 0.9 | 849.84 | -32.03 | 0 | 0
7343 | 1 | 137.5102 | 52.36 | 0 | 10.6175 | 7 | 0.97878 | -38.0483 | 115 | 3 | 1.1 | 0.9 | 225.81 | 67.52 | 0 | 0
7353 | 2 | 3014.6366 | 0 | 0 | 40.1643 | 7 | 1.04 | -20.3169 | 13.8 | 3 | 1.1 | 0.9 | 19.64 | 0 | 0 | 0
7375 | 2 | -133.1738 | 0 | 0 | 5.5977 | 7 | 1.04 | -22.8432 | 18 | 4 | 1.1 | 0.9 | 48.91 | 0 | 0 | 0
7385 | 1 | 135.24 | 38.32 | 0 | 0.823 | 7 | 0.9855 | -40.4316 | 115 | 3 | 1.1 | 0.9 | 765.52 | 123.22 | 0 | 0
7387 | 1 | 404.3361 | 45.54 | 0 | 41.78 | 7 | 0.97987 | -39.6792 | 115 | 4 | 1.1 | 0.9 | 169.46 | 46.3 | 0 | 0
7389 | 2 | 1057.7112 | 0 | 0 | 419.2187 | 7 | 1.0308 | -34.571 | 500 | 5 | 1.1 | 0.9 | 42.92 | -4.07 | 0 | 0
7400 | 2 | 1585.4177 | 0 | 0 | 284.3856 | 7 | 1.0259 | -26.0968 | 500 | 4 | 1.1 | 0.9 | 33.43 | -7.73 | 0 | 0
7404 | 1 | 358.6955 | 50.36 | 0 | 45.5826 | 7 | 0.9813 | -40.8525 | 115 | 5 | 1.1 | 0.9 | 648.3 | 67.62 | 0 | 0
7406 | 2 | 2355.7092 | 0 | 0 | 491.5331 | 7 | 1.0201 | -29.008 | 500 | 6 | 1.1 | 0.9 | 75.44 | 3.45 | 0 | 0
7410 | 1 | 162.3947 | 61.11 | 0 | 36.7751 | 7 | 0.98814 | -38.1912 | 115 | 3 | 1.1 | 0.9 | 1785.43 | 176.67 | 0 | 0
7422 | 2 | -227.8327 | 0 | 0 | 247.3258 | 7 | 1.04 | -27.5506 | 500 | 2 | 1.1 | 0.9 | -49.71 | 0 | 0 | 0
7427 | 1 | 380.433 | 44.33 | 0 | 99.588 | 7 | 0.98162 | -40.7536 | 115 | 3 | 1.1 | 0.9 | 1164.98 | 97.59 | 0 | 0
7428 | 2 | -458.4361 | 0 | 0 | 206.5735 | 7 | 1.04 | -27.6143 | 500 | 2 | 1.1 | 0.9 | 12.44 | 0 | 0 | 0
8001 | 1 | 97.0335 | 3.07 | 0 | 74.5581 | 8 | 1.0154 | -57.862 | 115 | 7 | 1.1 | 0.9 | 101.5 | 12.04 | 0 | 0
8002 | 1 | 306.4981 | 3.35 | 0 | 163.9792 | 8 | 1.0071 | -71.0264 | 115 | 8 | 1.1 | 0.9 | 629.18 | -42.91 | 0 | 0
8033 | 2 | 50.305 | 0 | 0 | 43.8438 | 8 | 1.0257 | -36.8531 | 13.8 | 7 | 1.1 | 0.9 | 63.84 | 2.35 | 0 | 0
8060 | 2 | 15.0685 | 0 | 0 | 186.937 | 8 | 1.0237 | -58.1412 | 13.8 | 7 | 1.1 | 0.9 | 30.66 | -2.29 | 0 | 0
8070 | 2 | 1137.2416 | 0 | 0 | 164.3342 | 8 | 1.0119 | -52.2329 | 13.8 | 7 | 1.1 | 0.9 | 33.58 | -0.29 | 0 | 0
8077 | 2 | 439.4294 | 0 | 0 | 155.705 | 8 | 1.03 | -48.9164 | 13.8 | 8 | 1.1 | 0.9 | 68.05 | 0 | 0 | 0
8087 | 2 | 622.2932 | 0 | 0 | 151.6745 | 8 | 1.0316 | -46.7842 | 18 | 7 | 1.1 | 0.9 | 31.43 | 0.15 | 0 | 0
8095 | 1 | 164.7779 | 41.6 | 0 | 40.9875 | 8 | 0.98963 | -46.0984 | 115 | 7 | 1.1 | 0.9 | 85.77 | 8.83 | 0 | 0
8116 | 2 | 412.5143 | 0 | 0 | 219.4539 | 8 | 1.03 | -59.0376 | 13.8 | 8 | 1.1 | 0.9 | 22.73 | -2.62 | 0 | 0
8129 | 2 | 1747.9005 | 0 | 0 | 293.5445 | 8 | 1.03 | -51.7569 | 18 | 8 | 1.1 | 0.9 | 121.37 | 0 | 0 | 0
8140 | 1 | 306.0888 | 47.75 | 0 | 126.1376 | 8 | 0.99062 | -46.5751 | 115 | 7 | 1.1 | 0.9 | 89.65 | 7.78 | 0 | 0

## Gen
Bus | Pg | Qg | Qmax | Qmin | Vg | mBase | status | Pmax | Pmin | Pc1 | Pc2 | Qc1min | Qc1max | Qc2min | Qc2max | ramp_agc | ramp_10 | ramp_30 | ramp_q | apf | mu_Pmax | mu_Pmin | mu_Qmax | mu_Qmin
1004 | 158.25 | -30.38 | 44.94 | -30.38 | 1.01 | 253.2 | 1 | 158.25 | 158.25 | 0 | 0 | 0 | 0 | 0 | 0 | 0 | 0 | 0 | 0 | 211 | 0 | 0 | 0 | 0
1063 | 25.73 | -4.35 | 7.31 | -4.94 | 1 | 41.16 | 1 | 25.73 | 25.73 | 0 | 0 | 0 | 0 | 0 | 0 | 0 | 0 | 0 | 0 | 34.3 | 0 | 0 | 0 | 0
1081 | 61.87 | -11.88 | 17.57 | -11.88 | 1 | 99 | 1 | 61.87 | 61.87 | 0 | 0 | 0 | 0 | 0 | 0 | 0 | 0 | 0 | 0 | 82.5 | 0 | 0 | 0 | 0
1081 | 9.97 | 0 | 0 | 0 | 1 | 12 | 1 | 10 | 3 | 0 | 0 | 0 | 0 | 0 | 0 | 0 | 0 | 0 | 0 | 10 | 0 | 0 | 0 | 0
1064 | 149.63 | -23.15 | 42.49 | -28.73 | 1 | 239.4 | 1 | 149.63 | 149.63 | 0 | 0 | 0 | 0 | 0 | 0 | 0 | 0 | 0 | 0 | 199.5 | 0 | 0 | 0 | 0
1004 | 135 | 2.26 | 38.34 | -25.92 | 1.01 | 216 | 1 | 135 | 135 | 0 | 0 | 0 | 0 | 0 | 0 | 0 | 0 | 0 | 0 | 180 | 0 | 0 | 0 | 0
1064 | 93.15 | -3.42 | 26.45 | -17.88 | 1 | 149.04 | 1 | 93.15 | 93.15 | 0 | 0 | 0 | 0 | 0 | 0 | 0 | 0 | 0 | 0 | 124.2 | 0 | 0 | 0 | 0
1081 | 208.5 | -40.03 | 59.21 | -40.03 | 1 | 333.6 | 1 | 208.5 | 208.5 | 0 | 0 | 0 | 0 | 0 | 0 | 0 | 0 | 0 | 0 | 278 | 0 | 0 | 0 | 0
1063 | 67.5 | -6.87 | 19.17 | -12.96 | 1 | 108 | 1 | 67.5 | 67.5 | 0 | 0 | 0 | 0 | 0 | 0 | 0 | 0 | 0 | 0 | 90 | 0 | 0 | 0 | 0
1081 | 110.63 | -16.65 | 31.42 | -21.24 | 1 | 177 | 1 | 110.63 | 110.63 | 0 | 0 | 0 | 0 | 0 | 0 | 0 | 0 | 0 | 0 | 147.5 | 0 | 0 | 0 | 0
1063 | 0 | 0 | 25.96 | -17.55 | 1 | 146.28 | 0 | 121.9 | 36.57 | 0 | 0 | 0 | 0 | 0 | 0 | 0 | 0 | 0 | 0 | 121.9 | 0 | 0 | 0 | 0
1063 | 44.1 | -1.16 | 12.52 | -8.47 | 1 | 70.56 | 1 | 44.1 | 44.1 | 0 | 0 | 0 | 0 | 0 | 0 | 0 | 0 | 0 | 0 | 58.8 | 0 | 0 | 0 | 0
1048 | 0 | 0 | 165.53 | -36.1 | 1 | 390.24 | 0 | 325.2 | 97.56 | 0 | 0 | 0 | 0 | 0 | 0 | 0 | 0 | 0 | 0 | 325.2 | 0 | 0 | 0 | 0
1048 | 0 | 0 | 165.53 | -36.1 | 1 | 390.24 | 0 | 325.2 | 97.56 | 0 | 0 | 0 | 0 | 0 | 0 | 0 | 0 | 0 | 0 | 325.2 | 0 | 0 | 0 | 0
1048 | 89.15 | -4.14 | 45.5 | -9.92 | 1 | 107.28 | 1 | 89.4 | 26.82 | 0 | 0 | 0 | 0 | 0 | 0 | 0 | 0 | 0 | 0 | 89.4 | 0 | 0 | 0 | 0
1048 | 89.15 | -2.88 | 45.5 | -9.92 | 1 | 107.28 | 1 | 89.4 | 26.82 | 0 | 0 | 0 | 0 | 0 | 0 | 0 | 0 | 0 | 0 | 89.4 | 0 | 0 | 0 | 0
1048 | 89.15 | -7.04 | 45.5 | -9.92 | 1 | 107.28 | 1 | 89.4 | 26.82 | 0 | 0 | 0 | 0 | 0 | 0 | 0 | 0 | 0 | 0 | 89.4 | 0 | 0 | 0 | 0
1081 | 0 | 0 | 91.01 | -19.85 | 1 | 214.56 | 0 | 178.8 | 53.64 | 0 | 0 | 0 | 0 | 0 | 0 | 0 | 0 | 0 | 0 | 178.8 | 0 | 0 | 0 | 0
1064 | 0 | 0 | 25.56 | -17.28 | 1 | 144 | 0 | 120 | 36 | 0 | 0 | 0 | 0 | 0 | 0 | 0 | 0 | 0 | 0 | 120 | 0 | 0 | 0 | 0
1081 | 0 | 0 | 2.85 | -0.62 | 1.04 | 6.72 | 0 | 5.6 | 1.68 | 0 | 0 | 0 | 0 | 0 | 0 | 0 | 0 | 0 | 0 | 5.6 | 0 | 0 | 0 | 0
1081 | 0 | 0 | 1.02 | -0.22 | 1.04 | 2.4 | 0 | 2 | 0.6 | 0 | 0 | 0 | 0 | 0 | 0 | 0 | 0 | 0 | 0 | 2 | 0 | 0 | 0 | 0
1063 | 0 | 0 | 0 | 0 | 1.01 | 1.8 | 0 | 1.5 | 0.45 | 0 | 0 | 0 | 0 | 0 | 0 | 0 | 0 | 0 | 0 | 1.5 | 0 | 0 | 0 | 0
1063 | 0 | 0 | 0 | 0 | 1.01 | 276 | 0 | 230 | 69 | 0 | 0 | 0 | 0 | 0 | 0 | 0 | 0 | 0 | 0 | 230 | 0 | 0 | 0 | 0
1063 | 106.88 | -0.83 | 30.35 | -20.52 | 1 | 171 | 1 | 106.88 | 106.88 | 0 | 0 | 0 | 0 | 0 | 0 | 0 | 0 | 0 | 0 | 142.5 | 0 | 0 | 0 | 0
1081 | 120.38 | 25.49 | 34.19 | -23.11 | 1.04 | 192.6 | 1 | 120.38 | 120.38 | 0 | 0 | 0 | 0 | 0 | 0 | 0 | 0 | 0 | 0 | 160.5 | 0 | 0 | 0 | 0
1001 | 191.59 | 30.82 | 97.8 | -21.33 | 1.01 | 230.56 | 1 | 192.13 | 57.64 | 0 | 0 | 0 | 0 | 0 | 0 | 0 | 0 | 0 | 0 | 192.13 | 0 | 0 | 0 | 0
1001 | 191.59 | 35.97 | 97.8 | -21.33 | 1.01 | 230.56 | 1 | 192.13 | 57.64 | 0 | 0 | 0 | 0 | 0 | 0 | 0 | 0 | 0 | 0 | 192.13 | 0 | 0 | 0 | 0
1001 | 191.59 | 32.68 | 97.8 | -21.33 | 1.01 | 230.56 | 1 | 192.13 | 57.64 | 0 | 0 | 0 | 0 | 0 | 0 | 0 | 0 | 0 | 0 | 192.13 | 0 | 0 | 0 | 0
1001 | 191.59 | 34.38 | 97.8 | -21.33 | 1.01 | 230.56 | 1 | 192.13 | 57.64 | 0 | 0 | 0 | 0 | 0 | 0 | 0 | 0 | 0 | 0 | 192.13 | 0 | 0 | 0 | 0
1001 | 0 | 0 | 97.8 | -21.33 | 1.01 | 230.56 | 0 | 192.13 | 57.64 | 0 | 0 | 0 | 0 | 0 | 0 | 0 | 0 | 0 | 0 | 192.13 | 0 | 0 | 0 | 0
1001 | 0 | 0 | 97.8 | -21.33 | 1.01 | 230.56 | 0 | 192.13 | 57.64 | 0 | 0 | 0 | 0 | 0 | 0 | 0 | 0 | 0 | 0 | 192.13 | 0 | 0 | 0 | 0
1001 | 95.23 | 18.16 | 48.61 | -10.6 | 1.01 | 114.6 | 1 | 95.5 | 28.65 | 0 | 0 | 0 | 0 | 0 | 0 | 0 | 0 | 0 | 0 | 95.5 | 0 | 0 | 0 | 0
3048 | 95.23 | -10.6 | 48.61 | -10.6 | 1.01 | 114.6 | 1 | 95.5 | 28.65 | 0 | 0 | 0 | 0 | 0 | 0 | 0 | 0 | 0 | 0 | 95.5 | 0 | 0 | 0 | 0
1001 | 95.23 | 14.9 | 48.61 | -10.6 | 1.01 | 114.6 | 1 | 95.5 | 28.65 | 0 | 0 | 0 | 0 | 0 | 0 | 0 | 0 | 0 | 0 | 95.5 | 0 | 0 | 0 | 0
1081 | 0 | 0 | 145.83 | -31.8 | 1.01 | 343.8 | 0 | 286.5 | 85.95 | 0 | 0 | 0 | 0 | 0 | 0 | 0 | 0 | 0 | 0 | 286.5 | 0 | 0 | 0 | 0
1081 | 112.5 | -21.6 | 31.95 | -21.6 | 1 | 180 | 1 | 112.5 | 112.5 | 0 | 0 | 0 | 0 | 0 | 0 | 0 | 0 | 0 | 0 | 150 | 0 | 0 | 0 | 0
1064 | 86.62 | 24.6 | 24.6 | -16.63 | 1.04 | 138.6 | 1 | 86.62 | 86.62 | 0 | 0 | 0 | 0 | 0 | 0 | 0 | 0 | 0 | 0 | 115.5 | 0 | 0 | 0 | 0
1081 | 56.25 | -0.29 | 15.97 | -10.8 | 1 | 90 | 1 | 56.25 | 56.25 | 0 | 0 | 0 | 0 | 0 | 0 | 0 | 0 | 0 | 0 | 75 | 0 | 0 | 0 | 0
1048 | 114.37 | 31.03 | 32.48 | -21.96 | 1.02 | 183 | 1 | 114.37 | 114.37 | 0 | 0 | 0 | 0 | 0 | 0 | 0 | 0 | 0 | 0 | 152.5 | 0 | 0 | 0 | 0
1048 | 27 | 7.67 | 7.67 | -5.18 | 1.02 | 43.2 | 1 | 27 | 27 | 0 | 0 | 0 | 0 | 0 | 0 | 0 | 0 | 0 | 0 | 36 | 0 | 0 | 0 | 0
2004 | 0 | 0 | 199.43 | -43.49 | 1.02 | 470.16 | 0 | 391.8 | 117.54 | 0 | 0 | 0 | 0 | 0 | 0 | 0 | 0 | 0 | 0 | 391.8 | 0 | 0 | 0 | 0
2004 | 0 | 0 | 199.43 | -43.49 | 1.02 | 470.16 | 0 | 391.8 | 117.54 | 0 | 0 | 0 | 0 | 0 | 0 | 0 | 0 | 0 | 0 | 391.8 | 0 | 0 | 0 | 0
2004 | 0 | 0 | 199.43 | -43.49 | 1.02 | 470.16 | 0 | 391.8 | 117.54 | 0 | 0 | 0 | 0 | 0 | 0 | 0 | 0 | 0 | 0 | 391.8 | 0 | 0 | 0 | 0
2019 | 150.45 | -28.89 | 42.73 | -28.89 | 1 | 240.72 | 1 | 150.45 | 150.45 | 0 | 0 | 0 | 0 | 0 | 0 | 0 | 0 | 0 | 0 | 200.6 | 0 | 0 | 0 | 0
2019 | 0 | 0 | 46.43 | -31.39 | 1.04 | 261.6 | 0 | 218 | 65.4 | 0 | 0 | 0 | 0 | 0 | 0 | 0 | 0 | 0 | 0 | 218 | 0 | 0 | 0 | 0
8129 | 83.1 | 18.16 | 42.42 | -9.25 | 1.02 | 100 | 1 | 83.33 | 25 | 0 | 0 | 0 | 0 | 0 | 0 | 0 | 0 | 0 | 0 | 83.33 | 0 | 0 | 0 | 0
8129 | 166.2 | 26.53 | 84.83 | -18.5 | 1.02 | 200 | 1 | 166.67 | 50 | 0 | 0 | 0 | 0 | 0 | 0 | 0 | 0 | 0 | 0 | 166.67 | 0 | 0 | 0 | 0
2019 | 59.7 | -11.46 | 16.95 | -11.46 | 1.01 | 95.52 | 1 | 59.7 | 59.7 | 0 | 0 | 0 | 0 | 0 | 0 | 0 | 0 | 0 | 0 | 79.6 | 0 | 0 | 0 | 0
2057 | 0 | 0 | 2.8 | -0.73 | 0.99 | 7.2 | 0 | 6 | 1.8 | 0 | 0 | 0 | 0 | 0 | 0 | 0 | 0 | 0 | 0 | 6 | 0 | 0 | 0 | 0
2057 | 573.57 | -47.07 | 335.52 | -87.84 | 0.99 | 864 | 1 | 720 | 216 | 0 | 0 | 0 | 0 | 0 | 0 | 0 | 0 | 0 | 0 | 720 | 0 | 0 | 0 | 0
2019 | 60 | -11.52 | 17.04 | -11.52 | 1 | 96 | 1 | 60 | 60 | 0 | 0 | 0 | 0 | 0 | 0 | 0 | 0 | 0 | 0 | 80 | 0 | 0 | 0 | 0
2057 | 101.55 | -4.84 | 28.84 | -19.5 | 1.02 | 162.48 | 1 | 101.55 | 101.55 | 0 | 0 | 0 | 0 | 0 | 0 | 0 | 0 | 0 | 0 | 135.4 | 0 | 0 | 0 | 0
2057 | 112.5 | -0.82 | 31.95 | -21.6 | 1 | 180 | 1 | 112.5 | 112.5 | 0 | 0 | 0 | 0 | 0 | 0 | 0 | 0 | 0 | 0 | 150 | 0 | 0 | 0 | 0
1004 | 22.5 | 6.39 | 6.39 | -4.32 | 1.04 | 36 | 1 | 22.5 | 22.5 | 0 | 0 | 0 | 0 | 0 | 0 | 0 | 0 | 0 | 0 | 30 | 0 | 0 | 0 | 0
5007 | 84.38 | 3.09 | 23.96 | -16.2 | 1.02 | 135 | 1 | 84.38 | 84.38 | 0 | 0 | 0 | 0 | 0 | 0 | 0 | 0 | 0 | 0 | 112.5 | 0 | 0 | 0 | 0
2057 | 19.94 | 10.18 | 10.18 | -2.22 | 1.02 | 24 | 1 | 20 | 6 | 0 | 0 | 0 | 0 | 0 | 0 | 0 | 0 | 0 | 0 | 20 | 0 | 0 | 0 | 0
2057 | 0 | 0 | 10.18 | -2.22 | 1.02 | 24 | 0 | 20 | 6 | 0 | 0 | 0 | 0 | 0 | 0 | 0 | 0 | 0 | 0 | 20 | 0 | 0 | 0 | 0
2057 | 0 | 0 | 20.36 | -4.44 | 1.02 | 48 | 0 | 40 | 12 | 0 | 0 | 0 | 0 | 0 | 0 | 0 | 0 | 0 | 0 | 40 | 0 | 0 | 0 | 0
2057 | 50.7 | 0.48 | 14.4 | -9.73 | 1 | 81.12 | 1 | 50.7 | 50.7 | 0 | 0 | 0 | 0 | 0 | 0 | 0 | 0 | 0 | 0 | 67.6 | 0 | 0 | 0 | 0
2019 | 0 | 0 | 2.13 | -1.44 | 1 | 12 | 0 | 10 | 3 | 0 | 0 | 0 | 0 | 0 | 0 | 0 | 0 | 0 | 0 | 10 | 0 | 0 | 0 | 0
2019 | 0 | 0 | 16.93 | -11.45 | 1 | 95.4 | 0 | 79.5 | 23.85 | 0 | 0 | 0 | 0 | 0 | 0 | 0 | 0 | 0 | 0 | 79.5 | 0 | 0 | 0 | 0
2019 | 7.5 | -0.05 | 2.13 | -1.44 | 1.02 | 12 | 1 | 7.5 | 7.5 | 0 | 0 | 0 | 0 | 0 | 0 | 0 | 0 | 0 | 0 | 10 | 0 | 0 | 0 | 0
2019 | 112.5 | 0.58 | 31.95 | -21.6 | 1.02 | 180 | 1 | 112.5 | 112.5 | 0 | 0 | 0 | 0 | 0 | 0 | 0 | 0 | 0 | 0 | 150 | 0 | 0 | 0 | 0
2103 | 0 | 0 | 136.28 | -29.72 | 1 | 321.28 | 0 | 267.73 | 80.32 | 0 | 0 | 0 | 0 | 0 | 0 | 0 | 0 | 0 | 0 | 267.73 | 0 | 0 | 0 | 0
2103 | 0 | 0 | 136.28 | -29.72 | 1 | 321.28 | 0 | 267.73 | 80.32 | 0 | 0 | 0 | 0 | 0 | 0 | 0 | 0 | 0 | 0 | 267.73 | 0 | 0 | 0 | 0
2103 | 0 | 0 | 136.28 | -29.72 | 1 | 321.28 | 0 | 267.73 | 80.32 | 0 | 0 | 0 | 0 | 0 | 0 | 0 | 0 | 0 | 0 | 267.73 | 0 | 0 | 0 | 0
2115 | 184.2 | -20.5 | 94.02 | -20.5 | 1 | 221.66 | 1 | 184.72 | 55.41 | 0 | 0 | 0 | 0 | 0 | 0 | 0 | 0 | 0 | 0 | 184.72 | 0 | 0 | 0 | 0
8129 | 184.2 | -20.5 | 94.02 | -20.5 | 1 | 221.66 | 1 | 184.72 | 55.41 | 0 | 0 | 0 | 0 | 0 | 0 | 0 | 0 | 0 | 0 | 184.72 | 0 | 0 | 0 | 0
8129 | 184.2 | -20.5 | 94.02 | -20.5 | 1 | 221.66 | 1 | 184.72 | 55.41 | 0 | 0 | 0 | 0 | 0 | 0 | 0 | 0 | 0 | 0 | 184.72 | 0 | 0 | 0 | 0
8129 | 184.2 | -20.5 | 94.02 | -20.5 | 1 | 221.66 | 1 | 184.72 | 55.41 | 0 | 0 | 0 | 0 | 0 | 0 | 0 | 0 | 0 | 0 | 184.72 | 0 | 0 | 0 | 0
8129 | 184.2 | -20.5 | 94.02 | -20.5 | 1 | 221.66 | 1 | 184.72 | 55.41 | 0 | 0 | 0 | 0 | 0 | 0 | 0 | 0 | 0 | 0 | 184.72 | 0 | 0 | 0 | 0
8129 | 184.2 | -2.92 | 94.02 | -20.5 | 1.01 | 221.66 | 1 | 184.72 | 55.41 | 0 | 0 | 0 | 0 | 0 | 0 | 0 | 0 | 0 | 0 | 184.72 | 0 | 0 | 0 | 0
2019 | 136.28 | -26.16 | 38.7 | -26.16 | 1 | 218.04 | 1 | 136.28 | 136.28 | 0 | 0 | 0 | 0 | 0 | 0 | 0 | 0 | 0 | 0 | 181.7 | 0 | 0 | 0 | 0
2019 | 216.45 | -0.02 | 61.47 | -41.56 | 1.04 | 346.32 | 1 | 216.45 | 216.45 | 0 | 0 | 0 | 0 | 0 | 0 | 0 | 0 | 0 | 0 | 288.6 | 0 | 0 | 0 | 0
3127 | 28.13 | -5.4 | 7.99 | -5.4 | 1 | 45 | 1 | 28.13 | 28.13 | 0 | 0 | 0 | 0 | 0 | 0 | 0 | 0 | 0 | 0 | 37.5 | 0 | 0 | 0 | 0
3127 | 127.13 | 3.68 | 36.1 | -24.41 | 1.01 | 203.4 | 1 | 127.13 | 127.13 | 0 | 0 | 0 | 0 | 0 | 0 | 0 | 0 | 0 | 0 | 169.5 | 0 | 0 | 0 | 0
3030 | 112.5 | 12.59 | 31.95 | -21.6 | 1.03 | 180 | 1 | 112.5 | 112.5 | 0 | 0 | 0 | 0 | 0 | 0 | 0 | 0 | 0 | 0 | 150 | 0 | 0 | 0 | 0
3028 | 150 | 42.6 | 42.6 | -28.8 | 1.04 | 240 | 1 | 150 | 150 | 0 | 0 | 0 | 0 | 0 | 0 | 0 | 0 | 0 | 0 | 200 | 0 | 0 | 0 | 0
1004 | 97.87 | 18.15 | 27.8 | -18.79 | 1.03 | 156.6 | 1 | 97.87 | 97.87 | 0 | 0 | 0 | 0 | 0 | 0 | 0 | 0 | 0 | 0 | 130.5 | 0 | 0 | 0 | 0
1004 | 156.75 | 44.52 | 44.52 | -30.1 | 1.04 | 250.8 | 1 | 156.75 | 156.75 | 0 | 0 | 0 | 0 | 0 | 0 | 0 | 0 | 0 | 0 | 209 | 0 | 0 | 0 | 0
3048 | 0 | 0 | 0.66 | -0.14 | 1.04 | 1.56 | 0 | 1.3 | 0.39 | 0 | 0 | 0 | 0 | 0 | 0 | 0 | 0 | 0 | 0 | 1.3 | 0 | 0 | 0 | 0
3048 | 0 | 0 | 45.5 | -9.92 | 1.04 | 107.28 | 0 | 89.4 | 26.82 | 0 | 0 | 0 | 0 | 0 | 0 | 0 | 0 | 0 | 0 | 89.4 | 0 | 0 | 0 | 0
3045 | 0 | 0 | 227.52 | -49.62 | 1.04 | 536.4 | 0 | 447 | 134.1 | 0 | 0 | 0 | 0 | 0 | 0 | 0 | 0 | 0 | 0 | 447 | 0 | 0 | 0 | 0
3048 | 180.75 | 51.33 | 51.33 | -34.7 | 1.04 | 289.2 | 1 | 180.75 | 180.75 | 0 | 0 | 0 | 0 | 0 | 0 | 0 | 0 | 0 | 0 | 241 | 0 | 0 | 0 | 0
3055 | 183.88 | 50.05 | 52.22 | -35.3 | 1.04 | 294.2 | 1 | 183.88 | 183.88 | 0 | 0 | 0 | 0 | 0 | 0 | 0 | 0 | 0 | 0 | 245.17 | 0 | 0 | 0 | 0
3055 | 183.88 | 31.71 | 52.22 | -35.3 | 1.04 | 294.2 | 1 | 183.88 | 183.88 | 0 | 0 | 0 | 0 | 0 | 0 | 0 | 0 | 0 | 0 | 245.17 | 0 | 0 | 0 | 0
3055 | 183.88 | 30.31 | 52.22 | -35.3 | 1.04 | 294.2 | 1 | 183.88 | 183.88 | 0 | 0 | 0 | 0 | 0 | 0 | 0 | 0 | 0 | 0 | 245.17 | 0 | 0 | 0 | 0
3060 | 124.22 | 16.04 | 35.28 | -23.85 | 1.04 | 198.75 | 1 | 124.22 | 124.22 | 0 | 0 | 0 | 0 | 0 | 0 | 0 | 0 | 0 | 0 | 165.63 | 0 | 0 | 0 | 0
3048 | 124.22 | 17.93 | 35.28 | -23.85 | 1.04 | 198.75 | 1 | 124.22 | 124.22 | 0 | 0 | 0 | 0 | 0 | 0 | 0 | 0 | 0 | 0 | 165.63 | 0 | 0 | 0 | 0
3048 | 124.22 | 27.34 | 35.28 | -23.85 | 1.04 | 198.75 | 1 | 124.22 | 124.22 | 0 | 0 | 0 | 0 | 0 | 0 | 0 | 0 | 0 | 0 | 165.63 | 0 | 0 | 0 | 0
3048 | 124.22 | 20.41 | 35.28 | -23.85 | 1.04 | 198.75 | 1 | 124.22 | 124.22 | 0 | 0 | 0 | 0 | 0 | 0 | 0 | 0 | 0 | 0 | 165.63 | 0 | 0 | 0 | 0
3127 | 60.37 | -8.38 | 17.15 | -11.59 | 1 | 96.6 | 1 | 60.37 | 60.37 | 0 | 0 | 0 | 0 | 0 | 0 | 0 | 0 | 0 | 0 | 80.5 | 0 | 0 | 0 | 0
3127 | 112.5 | 30.84 | 31.95 | -21.6 | 1.04 | 180 | 1 | 112.5 | 112.5 | 0 | 0 | 0 | 0 | 0 | 0 | 0 | 0 | 0 | 0 | 150 | 0 | 0 | 0 | 0
3127 | 127.65 | -24.51 | 36.25 | -24.51 | 1 | 204.24 | 1 | 127.65 | 127.65 | 0 | 0 | 0 | 0 | 0 | 0 | 0 | 0 | 0 | 0 | 170.2 | 0 | 0 | 0 | 0
4002 | 74.85 | -1.88 | 21.26 | -14.37 | 1 | 119.76 | 1 | 74.85 | 74.85 | 0 | 0 | 0 | 0 | 0 | 0 | 0 | 0 | 0 | 0 | 99.8 | 0 | 0 | 0 | 0
1004 | 186.75 | 40.91 | 53.04 | -35.86 | 1.04 | 298.8 | 1 | 186.75 | 186.75 | 0 | 0 | 0 | 0 | 0 | 0 | 0 | 0 | 0 | 0 | 249 | 0 | 0 | 0 | 0
3048 | 174.37 | -5.29 | 49.52 | -33.48 | 1 | 279 | 1 | 174.37 | 174.37 | 0 | 0 | 0 | 0 | 0 | 0 | 0 | 0 | 0 | 0 | 232.5 | 0 | 0 | 0 | 0
3127 | 56.25 | -0.11 | 15.97 | -10.8 | 1 | 90 | 1 | 56.25 | 56.25 | 0 | 0 | 0 | 0 | 0 | 0 | 0 | 0 | 0 | 0 | 75 | 0 | 0 | 0 | 0
3127 | 0 | 0 | 15.97 | -10.8 | 1 | 90 | 0 | 75 | 22.5 | 0 | 0 | 0 | 0 | 0 | 0 | 0 | 0 | 0 | 0 | 75 | 0 | 0 | 0 | 0
3048 | 150 | 30.83 | 42.6 | -28.8 | 1.04 | 240 | 1 | 150 | 150 | 0 | 0 | 0 | 0 | 0 | 0 | 0 | 0 | 0 | 0 | 200 | 0 | 0 | 0 | 0
3006 | 90.45 | 21.16 | 25.69 | -17.37 | 1.04 | 144.72 | 1 | 90.45 | 90.45 | 0 | 0 | 0 | 0 | 0 | 0 | 0 | 0 | 0 | 0 | 120.6 | 0 | 0 | 0 | 0
1004 | 120 | 21.82 | 34.08 | -23.04 | 1.04 | 192 | 1 | 120 | 120 | 0 | 0 | 0 | 0 | 0 | 0 | 0 | 0 | 0 | 0 | 160 | 0 | 0 | 0 | 0
6349 | 44.5 | -0.74 | 17.07 | -0.74 | 1 | 18 | 1 | 44.5 | 44.5 | 0 | 0 | 0 | 0 | 0 | 0 | 0 | 0 | 0 | 0 | 15 | 0 | 0 | 0 | 0
6349 | 53.02 | -2.57 | 62.48 | -2.69 | 1 | 65.88 | 1 | 53.02 | 53.02 | 0 | 0 | 0 | 0 | 0 | 0 | 0 | 0 | 0 | 0 | 54.9 | 0 | 0 | 0 | 0
1004 | 63 | 13.69 | 17.89 | -12.1 | 1.04 | 100.8 | 1 | 63 | 63 | 0 | 0 | 0 | 0 | 0 | 0 | 0 | 0 | 0 | 0 | 84 | 0 | 0 | 0 | 0
3127 | 56.1 | -1.51 | 15.93 | -10.77 | 1 | 89.76 | 1 | 56.1 | 56.1 | 0 | 0 | 0 | 0 | 0 | 0 | 0 | 0 | 0 | 0 | 74.8 | 0 | 0 | 0 | 0
3127 | 56.1 | -0.82 | 15.93 | -10.77 | 1 | 89.76 | 1 | 56.1 | 56.1 | 0 | 0 | 0 | 0 | 0 | 0 | 0 | 0 | 0 | 0 | 74.8 | 0 | 0 | 0 | 0
1004 | 47.25 | -3.77 | 13.42 | -9.07 | 1 | 75.6 | 1 | 47.25 | 47.25 | 0 | 0 | 0 | 0 | 0 | 0 | 0 | 0 | 0 | 0 | 63 | 0 | 0 | 0 | 0
1004 | 90 | -6.63 | 25.56 | -17.28 | 1 | 144 | 1 | 90 | 90 | 0 | 0 | 0 | 0 | 0 | 0 | 0 | 0 | 0 | 0 | 120 | 0 | 0 | 0 | 0
4002 | 29.7 | 0 | 0 | 0 | 1 | 47.52 | 1 | 29.7 | 29.7 | 0 | 0 | 0 | 0 | 0 | 0 | 0 | 0 | 0 | 0 | 39.6 | 0 | 0 | 0 | 0
3127 | 147.75 | -8.91 | 41.96 | -28.37 | 1 | 236.4 | 1 | 147.75 | 147.75 | 0 | 0 | 0 | 0 | 0 | 0 | 0 | 0 | 0 | 0 | 197 | 0 | 0 | 0 | 0
3127 | 101.25 | -19.44 | 28.76 | -19.44 | 1 | 162 | 1 | 101.25 | 101.25 | 0 | 0 | 0 | 0 | 0 | 0 | 0 | 0 | 0 | 0 | 135 | 0 | 0 | 0 | 0
3127 | 94.88 | -18.22 | 26.94 | -18.22 | 1 | 151.8 | 1 | 94.88 | 94.88 | 0 | 0 | 0 | 0 | 0 | 0 | 0 | 0 | 0 | 0 | 126.5 | 0 | 0 | 0 | 0
3127 | 85.5 | 24.28 | 24.28 | -16.42 | 1.02 | 136.8 | 1 | 85.5 | 85.5 | 0 | 0 | 0 | 0 | 0 | 0 | 0 | 0 | 0 | 0 | 114 | 0 | 0 | 0 | 0
1004 | 0 | 0 | 26.11 | -5.69 | 1.04 | 61.56 | 0 | 51.3 | 15.39 | 0 | 0 | 0 | 0 | 0 | 0 | 0 | 0 | 0 | 0 | 51.3 | 0 | 0 | 0 | 0
1004 | 0 | 0 | 26.11 | -5.69 | 1.04 | 61.56 | 0 | 51.3 | 15.39 | 0 | 0 | 0 | 0 | 0 | 0 | 0 | 0 | 0 | 0 | 51.3 | 0 | 0 | 0 | 0
1004 | 0 | 0 | 26.11 | -5.69 | 1.04 | 61.56 | 0 | 51.3 | 15.39 | 0 | 0 | 0 | 0 | 0 | 0 | 0 | 0 | 0 | 0 | 51.3 | 0 | 0 | 0 | 0
3006 | 75.9 | 21.56 | 21.56 | -14.57 | 1.03 | 121.44 | 1 | 75.9 | 75.9 | 0 | 0 | 0 | 0 | 0 | 0 | 0 | 0 | 0 | 0 | 101.2 | 0 | 0 | 0 | 0
3127 | 68.62 | -13.18 | 19.49 | -13.18 | 1 | 109.8 | 1 | 68.62 | 68.62 | 0 | 0 | 0 | 0 | 0 | 0 | 0 | 0 | 0 | 0 | 91.5 | 0 | 0 | 0 | 0
4010 | 151.2 | 20.85 | 42.94 | -29.03 | 1.03 | 241.92 | 1 | 151.2 | 151.2 | 0 | 0 | 0 | 0 | 0 | 0 | 0 | 0 | 0 | 0 | 201.6 | 0 | 0 | 0 | 0
4026 | 408.86 | 57.46 | 191.06 | -50.02 | 1.03 | 492 | 1 | 410 | 123 | 0 | 0 | 0 | 0 | 0 | 0 | 0 | 0 | 0 | 0 | 410 | 0 | 0 | 0 | 0
4030 | 460.56 | -23.08 | 290.04 | -75.93 | 1.01 | 746.88 | 1 | 622.4 | 186.72 | 0 | 0 | 0 | 0 | 0 | 0 | 0 | 0 | 0 | 0 | 622.4 | 0 | 0 | 0 | 0
4147 | 93.4 | 8.96 | 35.86 | -1.54 | 1.02 | 37.8 | 1 | 93.4 | 93.4 | 0 | 0 | 0 | 0 | 0 | 0 | 0 | 0 | 0 | 0 | 31.5 | 0 | 0 | 0 | 0
4147 | 28.5 | 2.93 | 10.94 | -0.47 | 1.02 | 11.52 | 1 | 28.5 | 28.5 | 0 | 0 | 0 | 0 | 0 | 0 | 0 | 0 | 0 | 0 | 9.6 | 0 | 0 | 0 | 0
4147 | 27.48 | 6.02 | 75.1 | -3.23 | 1.02 | 79.2 | 1 | 27.48 | 27.48 | 0 | 0 | 0 | 0 | 0 | 0 | 0 | 0 | 0 | 0 | 66 | 0 | 0 | 0 | 0
4194 | 150 | -14.05 | 42.6 | -28.8 | 1 | 240 | 1 | 150 | 150 | 0 | 0 | 0 | 0 | 0 | 0 | 0 | 0 | 0 | 0 | 200 | 0 | 0 | 0 | 0
4017 | 44.08 | 22.5 | 22.5 | -4.91 | 1.04 | 53.04 | 1 | 44.2 | 13.26 | 0 | 0 | 0 | 0 | 0 | 0 | 0 | 0 | 0 | 0 | 44.2 | 0 | 0 | 0 | 0
4181 | 99.6 | 18.55 | 73.3 | -15.98 | 1.03 | 172.8 | 1 | 144 | 43.2 | 0 | 0 | 0 | 0 | 0 | 0 | 0 | 0 | 0 | 0 | 144 | 0 | 0 | 0 | 0
4181 | 84.08 | 19.72 | 73.3 | -15.98 | 1.03 | 172.8 | 1 | 144 | 43.2 | 0 | 0 | 0 | 0 | 0 | 0 | 0 | 0 | 0 | 0 | 144 | 0 | 0 | 0 | 0
4181 | 124.4 | 15.6 | 73.3 | -15.98 | 1.03 | 172.8 | 1 | 144 | 43.2 | 0 | 0 | 0 | 0 | 0 | 0 | 0 | 0 | 0 | 0 | 144 | 0 | 0 | 0 | 0
4061 | 148.87 | 20.61 | 87.72 | -19.13 | 1.03 | 206.8 | 1 | 172.33 | 51.7 | 0 | 0 | 0 | 0 | 0 | 0 | 0 | 0 | 0 | 0 | 172.33 | 0 | 0 | 0 | 0
4181 | 171.85 | 17.91 | 87.72 | -19.13 | 1.03 | 206.8 | 1 | 172.33 | 51.7 | 0 | 0 | 0 | 0 | 0 | 0 | 0 | 0 | 0 | 0 | 172.33 | 0 | 0 | 0 | 0
4181 | 124.75 | 20.79 | 87.72 | -19.13 | 1.03 | 206.8 | 1 | 172.33 | 51.7 | 0 | 0 | 0 | 0 | 0 | 0 | 0 | 0 | 0 | 0 | 172.33 | 0 | 0 | 0 | 0
4017 | 46.87 | 14.18 | 23.92 | -5.22 | 1.02 | 56.4 | 1 | 47 | 14.1 | 0 | 0 | 0 | 0 | 0 | 0 | 0 | 0 | 0 | 0 | 47 | 0 | 0 | 0 | 0
4075 | 0 | 0 | 89.75 | -19.57 | 1.03 | 211.6 | 0 | 176.33 | 52.9 | 0 | 0 | 0 | 0 | 0 | 0 | 0 | 0 | 0 | 0 | 176.33 | 0 | 0 | 0 | 0
4040 | 175.84 | 36.05 | 89.75 | -19.57 | 1.03 | 211.6 | 1 | 176.33 | 52.9 | 0 | 0 | 0 | 0 | 0 | 0 | 0 | 0 | 0 | 0 | 176.33 | 0 | 0 | 0 | 0
4040 | 97.06 | 28.93 | 89.75 | -19.57 | 1.03 | 211.6 | 1 | 176.33 | 52.9 | 0 | 0 | 0 | 0 | 0 | 0 | 0 | 0 | 0 | 0 | 176.33 | 0 | 0 | 0 | 0
4085 | 242.72 | 32.28 | 123.89 | -27.02 | 1.04 | 292.08 | 1 | 243.4 | 73.02 | 0 | 0 | 0 | 0 | 0 | 0 | 0 | 0 | 0 | 0 | 243.4 | 0 | 0 | 0 | 0
4085 | 242.72 | 33.27 | 123.89 | -27.02 | 1.04 | 292.08 | 1 | 243.4 | 73.02 | 0 | 0 | 0 | 0 | 0 | 0 | 0 | 0 | 0 | 0 | 243.4 | 0 | 0 | 0 | 0
4085 | 242.72 | 51.43 | 123.89 | -27.02 | 1.04 | 292.08 | 1 | 243.4 | 73.02 | 0 | 0 | 0 | 0 | 0 | 0 | 0 | 0 | 0 | 0 | 243.4 | 0 | 0 | 0 | 0
4085 | 168.05 | 54.88 | 179.17 | -39.07 | 1.04 | 422.4 | 1 | 352 | 105.6 | 0 | 0 | 0 | 0 | 0 | 0 | 0 | 0 | 0 | 0 | 352 | 0 | 0 | 0 | 0
4194 | 0 | 0 | 0.65 | -0.17 | 1.01 | 1.68 | 0 | 1.4 | 0.42 | 0 | 0 | 0 | 0 | 0 | 0 | 0 | 0 | 0 | 0 | 1.4 | 0 | 0 | 0 | 0
4194 | 23.43 | 3.95 | 10.95 | -2.87 | 1.01 | 28.2 | 1 | 23.5 | 7.05 | 0 | 0 | 0 | 0 | 0 | 0 | 0 | 0 | 0 | 0 | 23.5 | 0 | 0 | 0 | 0
4194 | 0 | 0 | 3.54 | -0.93 | 1.01 | 9.12 | 0 | 7.6 | 2.28 | 0 | 0 | 0 | 0 | 0 | 0 | 0 | 0 | 0 | 0 | 7.6 | 0 | 0 | 0 | 0
4194 | 27.92 | 2.53 | 13.05 | -3.42 | 1.01 | 33.6 | 1 | 28 | 8.4 | 0 | 0 | 0 | 0 | 0 | 0 | 0 | 0 | 0 | 0 | 28 | 0 | 0 | 0 | 0
4194 | 27.92 | 8.12 | 13.05 | -3.42 | 1.01 | 33.6 | 1 | 28 | 8.4 | 0 | 0 | 0 | 0 | 0 | 0 | 0 | 0 | 0 | 0 | 28 | 0 | 0 | 0 | 0
4194 | 27.92 | 3.75 | 13.05 | -3.42 | 1.01 | 33.6 | 1 | 28 | 8.4 | 0 | 0 | 0 | 0 | 0 | 0 | 0 | 0 | 0 | 0 | 28 | 0 | 0 | 0 | 0
4194 | 0 | 0 | 13.05 | -3.42 | 1.01 | 33.6 | 0 | 28 | 8.4 | 0 | 0 | 0 | 0 | 0 | 0 | 0 | 0 | 0 | 0 | 28 | 0 | 0 | 0 | 0
4194 | 27.92 | 3.29 | 13.05 | -3.42 | 1.01 | 33.6 | 1 | 28 | 8.4 | 0 | 0 | 0 | 0 | 0 | 0 | 0 | 0 | 0 | 0 | 28 | 0 | 0 | 0 | 0
4194 | 0 | 0 | 13.05 | -3.42 | 1.01 | 33.6 | 0 | 28 | 8.4 | 0 | 0 | 0 | 0 | 0 | 0 | 0 | 0 | 0 | 0 | 28 | 0 | 0 | 0 | 0
4017 | 135 | 26.12 | 38.34 | -25.92 | 1.01 | 216 | 1 | 135 | 135 | 0 | 0 | 0 | 0 | 0 | 0 | 0 | 0 | 0 | 0 | 180 | 0 | 0 | 0 | 0
4190 | 131.43 | 37.25 | 67.09 | -14.63 | 1.04 | 158.16 | 1 | 131.8 | 39.54 | 0 | 0 | 0 | 0 | 0 | 0 | 0 | 0 | 0 | 0 | 131.8 | 0 | 0 | 0 | 0
4190 | 123.76 | 34.12 | 67.09 | -14.63 | 1.04 | 158.16 | 1 | 131.8 | 39.54 | 0 | 0 | 0 | 0 | 0 | 0 | 0 | 0 | 0 | 0 | 131.8 | 0 | 0 | 0 | 0
4026 | 0 | 0 | 17.1 | -3.73 | 1 | 40.32 | 0 | 33.6 | 10.08 | 0 | 0 | 0 | 0 | 0 | 0 | 0 | 0 | 0 | 0 | 33.6 | 0 | 0 | 0 | 0
4026 | 10.21 | -3.73 | 17.1 | -3.73 | 1 | 40.32 | 1 | 33.6 | 10.08 | 0 | 0 | 0 | 0 | 0 | 0 | 0 | 0 | 0 | 0 | 33.6 | 0 | 0 | 0 | 0
4026 | 10.21 | -3.73 | 17.1 | -3.73 | 1 | 40.32 | 1 | 33.6 | 10.08 | 0 | 0 | 0 | 0 | 0 | 0 | 0 | 0 | 0 | 0 | 33.6 | 0 | 0 | 0 | 0
4026 | 10.21 | -3.73 | 17.1 | -3.73 | 1 | 40.32 | 1 | 33.6 | 10.08 | 0 | 0 | 0 | 0 | 0 | 0 | 0 | 0 | 0 | 0 | 33.6 | 0 | 0 | 0 | 0
4026 | 0 | 0 | 34.2 | -7.46 | 1 | 80.64 | 0 | 67.2 | 20.16 | 0 | 0 | 0 | 0 | 0 | 0 | 0 | 0 | 0 | 0 | 67.2 | 0 | 0 | 0 | 0
4026 | 0 | 0 | 33.59 | -7.33 | 1 | 79.2 | 0 | 66 | 19.8 | 0 | 0 | 0 | 0 | 0 | 0 | 0 | 0 | 0 | 0 | 66 | 0 | 0 | 0 | 0
4040 | 141 | 40.04 | 40.04 | -27.07 | 1.04 | 225.6 | 1 | 141 | 141 | 0 | 0 | 0 | 0 | 0 | 0 | 0 | 0 | 0 | 0 | 188 | 0 | 0 | 0 | 0
4040 | 212.4 | 60.32 | 60.32 | -40.78 | 1.04 | 339.84 | 1 | 212.4 | 212.4 | 0 | 0 | 0 | 0 | 0 | 0 | 0 | 0 | 0 | 0 | 283.2 | 0 | 0 | 0 | 0
4181 | 197.22 | 68.62 | 100.66 | -21.95 | 1.03 | 237.32 | 1 | 197.77 | 59.33 | 0 | 0 | 0 | 0 | 0 | 0 | 0 | 0 | 0 | 0 | 197.77 | 0 | 0 | 0 | 0
4181 | 87.79 | 28.72 | 100.66 | -21.95 | 1.03 | 237.32 | 1 | 197.77 | 59.33 | 0 | 0 | 0 | 0 | 0 | 0 | 0 | 0 | 0 | 0 | 197.77 | 0 | 0 | 0 | 0
4181 | 112.46 | 27.68 | 100.66 | -21.95 | 1.03 | 237.32 | 1 | 197.77 | 59.33 | 0 | 0 | 0 | 0 | 0 | 0 | 0 | 0 | 0 | 0 | 197.77 | 0 | 0 | 0 | 0
4181 | 0 | 0 | 4.58 | -1 | 1.03 | 10.8 | 0 | 9 | 2.7 | 0 | 0 | 0 | 0 | 0 | 0 | 0 | 0 | 0 | 0 | 9 | 0 | 0 | 0 | 0
4010 | 150.75 | -28.94 | 42.81 | -28.94 | 1 | 241.2 | 1 | 150.75 | 150.75 | 0 | 0 | 0 | 0 | 0 | 0 | 0 | 0 | 0 | 0 | 201 | 0 | 0 | 0 | 0
4101 | 112.5 | 8.16 | 31.95 | -21.6 | 1.04 | 180 | 1 | 112.5 | 112.5 | 0 | 0 | 0 | 0 | 0 | 0 | 0 | 0 | 0 | 0 | 150 | 0 | 0 | 0 | 0
4181 | 150.07 | 42.62 | 42.62 | -28.81 | 1.04 | 240.12 | 1 | 150.07 | 150.07 | 0 | 0 | 0 | 0 | 0 | 0 | 0 | 0 | 0 | 0 | 200.1 | 0 | 0 | 0 | 0
4193 | 152.25 | 43.24 | 43.24 | -29.23 | 1.03 | 243.6 | 1 | 152.25 | 152.25 | 0 | 0 | 0 | 0 | 0 | 0 | 0 | 0 | 0 | 0 | 203 | 0 | 0 | 0 | 0
4193 | 74.79 | 21.27 | 38.17 | -8.33 | 1.02 | 90 | 1 | 75 | 22.5 | 0 | 0 | 0 | 0 | 0 | 0 | 0 | 0 | 0 | 0 | 75 | 0 | 0 | 0 | 0
4193 | 183.26 | 21.27 | 93.54 | -20.4 | 1.02 | 220.52 | 1 | 183.77 | 55.13 | 0 | 0 | 0 | 0 | 0 | 0 | 0 | 0 | 0 | 0 | 183.77 | 0 | 0 | 0 | 0
4193 | 0 | 0 | 12.22 | -2.66 | 1.02 | 28.8 | 0 | 24 | 7.2 | 0 | 0 | 0 | 0 | 0 | 0 | 0 | 0 | 0 | 0 | 24 | 0 | 0 | 0 | 0
4193 | 60.83 | 21.27 | 31.05 | -6.77 | 1.02 | 73.2 | 1 | 61 | 18.3 | 0 | 0 | 0 | 0 | 0 | 0 | 0 | 0 | 0 | 0 | 61 | 0 | 0 | 0 | 0
4193 | 10.37 | 5.29 | 5.29 | -1.15 | 1.02 | 12.48 | 1 | 10.4 | 3.12 | 0 | 0 | 0 | 0 | 0 | 0 | 0 | 0 | 0 | 0 | 10.4 | 0 | 0 | 0 | 0
4193 | 136.48 | 21.27 | 135.9 | -29.64 | 1.02 | 320.4 | 1 | 267 | 80.1 | 0 | 0 | 0 | 0 | 0 | 0 | 0 | 0 | 0 | 0 | 267 | 0 | 0 | 0 | 0
4193 | 155.9 | 21.27 | 135.9 | -29.64 | 1.02 | 320.4 | 1 | 267 | 80.1 | 0 | 0 | 0 | 0 | 0 | 0 | 0 | 0 | 0 | 0 | 267 | 0 | 0 | 0 | 0
4193 | 155.9 | 21.27 | 135.9 | -29.64 | 1.02 | 320.4 | 1 | 267 | 80.1 | 0 | 0 | 0 | 0 | 0 | 0 | 0 | 0 | 0 | 0 | 267 | 0 | 0 | 0 | 0
4193 | 183.26 | 21.27 | 93.54 | -20.4 | 1.02 | 220.52 | 1 | 183.77 | 55.13 | 0 | 0 | 0 | 0 | 0 | 0 | 0 | 0 | 0 | 0 | 183.77 | 0 | 0 | 0 | 0
4193 | 183.26 | 21.27 | 93.54 | -20.4 | 1.02 | 220.52 | 1 | 183.77 | 55.13 | 0 | 0 | 0 | 0 | 0 | 0 | 0 | 0 | 0 | 0 | 183.77 | 0 | 0 | 0 | 0
4194 | 151.2 | 42.94 | 42.94 | -29.03 | 1.02 | 241.92 | 1 | 151.2 | 151.2 | 0 | 0 | 0 | 0 | 0 | 0 | 0 | 0 | 0 | 0 | 201.6 | 0 | 0 | 0 | 0
4147 | 69 | -13.25 | 19.6 | -13.25 | 1 | 110.4 | 1 | 69 | 69 | 0 | 0 | 0 | 0 | 0 | 0 | 0 | 0 | 0 | 0 | 92 | 0 | 0 | 0 | 0
2057 | 90 | -11.79 | 25.56 | -17.28 | 1 | 144 | 1 | 90 | 90 | 0 | 0 | 0 | 0 | 0 | 0 | 0 | 0 | 0 | 0 | 120 | 0 | 0 | 0 | 0
5022 | 0 | 0 | 2.44 | -0.53 | 1.04 | 5.76 | 0 | 4.8 | 1.44 | 0 | 0 | 0 | 0 | 0 | 0 | 0 | 0 | 0 | 0 | 4.8 | 0 | 0 | 0 | 0
5385 | 0 | 0 | 2.14 | -0.47 | 1.02 | 5.04 | 0 | 4.2 | 1.26 | 0 | 0 | 0 | 0 | 0 | 0 | 0 | 0 | 0 | 0 | 4.2 | 0 | 0 | 0 | 0
5385 | 0 | 0 | 3.26 | -0.71 | 1.02 | 7.68 | 0 | 6.4 | 1.92 | 0 | 0 | 0 | 0 | 0 | 0 | 0 | 0 | 0 | 0 | 6.4 | 0 | 0 | 0 | 0
5037 | 93.74 | 76.29 | 157.01 | -34.24 | 1.02 | 370.16 | 1 | 308.47 | 92.54 | 0 | 0 | 0 | 0 | 0 | 0 | 0 | 0 | 0 | 0 | 308.47 | 0 | 0 | 0 | 0
5385 | 93.74 | 74.11 | 157.01 | -34.24 | 1.02 | 370.16 | 1 | 308.47 | 92.54 | 0 | 0 | 0 | 0 | 0 | 0 | 0 | 0 | 0 | 0 | 308.47 | 0 | 0 | 0 | 0
5385 | 93.74 | 157.01 | 157.01 | -34.24 | 1.02 | 370.16 | 1 | 308.47 | 92.54 | 0 | 0 | 0 | 0 | 0 | 0 | 0 | 0 | 0 | 0 | 308.47 | 0 | 0 | 0 | 0
5385 | 93.74 | 55.86 | 157.01 | -34.24 | 1.02 | 370.16 | 1 | 308.47 | 92.54 | 0 | 0 | 0 | 0 | 0 | 0 | 0 | 0 | 0 | 0 | 308.47 | 0 | 0 | 0 | 0
5385 | 93.74 | 80.68 | 157.01 | -34.24 | 1.02 | 370.16 | 1 | 308.47 | 92.54 | 0 | 0 | 0 | 0 | 0 | 0 | 0 | 0 | 0 | 0 | 308.47 | 0 | 0 | 0 | 0
5385 | 93.74 | 69.22 | 157.01 | -34.24 | 1.02 | 370.16 | 1 | 308.47 | 92.54 | 0 | 0 | 0 | 0 | 0 | 0 | 0 | 0 | 0 | 0 | 308.47 | 0 | 0 | 0 | 0
8129 | 84.46 | 43.11 | 43.11 | -9.4 | 1.02 | 101.64 | 1 | 84.7 | 25.41 | 0 | 0 | 0 | 0 | 0 | 0 | 0 | 0 | 0 | 0 | 84.7 | 0 | 0 | 0 | 0
5057 | 0 | 0 | 161.53 | -35.23 | 1 | 380.82 | 0 | 317.35 | 95.2 | 0 | 0 | 0 | 0 | 0 | 0 | 0 | 0 | 0 | 0 | 317.35 | 0 | 0 | 0 | 0
5057 | 251.16 | -12.74 | 161.53 | -35.23 | 1 | 380.82 | 1 | 317.35 | 95.2 | 0 | 0 | 0 | 0 | 0 | 0 | 0 | 0 | 0 | 0 | 317.35 | 0 | 0 | 0 | 0
5067 | 10.57 | 5.4 | 5.4 | -1.18 | 1.03 | 12.72 | 1 | 10.6 | 3.18 | 0 | 0 | 0 | 0 | 0 | 0 | 0 | 0 | 0 | 0 | 10.6 | 0 | 0 | 0 | 0
5067 | 0 | 0 | 0.92 | -0.2 | 1.03 | 2.16 | 0 | 1.8 | 0.54 | 0 | 0 | 0 | 0 | 0 | 0 | 0 | 0 | 0 | 0 | 1.8 | 0 | 0 | 0 | 0
5067 | 437.05 | 194.05 | 223.08 | -48.65 | 1.03 | 525.92 | 1 | 438.27 | 131.48 | 0 | 0 | 0 | 0 | 0 | 0 | 0 | 0 | 0 | 0 | 438.27 | 0 | 0 | 0 | 0
5067 | 437.05 | 183.38 | 223.08 | -48.65 | 1.03 | 525.92 | 1 | 438.27 | 131.48 | 0 | 0 | 0 | 0 | 0 | 0 | 0 | 0 | 0 | 0 | 438.27 | 0 | 0 | 0 | 0
5067 | 437.05 | 172.2 | 223.08 | -48.65 | 1.03 | 525.92 | 1 | 438.27 | 131.48 | 0 | 0 | 0 | 0 | 0 | 0 | 0 | 0 | 0 | 0 | 438.27 | 0 | 0 | 0 | 0
5444 | 0 | 0 | 47.57 | -2.05 | 1.01 | 50.16 | 0 | 123.9 | 0 | 0 | 0 | 0 | 0 | 0 | 0 | 0 | 0 | 0 | 0 | 41.8 | 0 | 0 | 0 | 0
5422 | 0 | 0 | 5.03 | -1.32 | 1.04 | 12.96 | 0 | 10.8 | 3.24 | 0 | 0 | 0 | 0 | 0 | 0 | 0 | 0 | 0 | 0 | 10.8 | 0 | 0 | 0 | 0
5422 | 0 | 0 | 2.66 | -0.7 | 1.04 | 6.84 | 0 | 5.7 | 1.71 | 0 | 0 | 0 | 0 | 0 | 0 | 0 | 0 | 0 | 0 | 5.7 | 0 | 0 | 0 | 0
5007 | 126.15 | 64.39 | 64.39 | -14.04 | 1.04 | 151.8 | 1 | 126.5 | 37.95 | 0 | 0 | 0 | 0 | 0 | 0 | 0 | 0 | 0 | 0 | 126.5 | 0 | 0 | 0 | 0
5007 | 1.6 | 0.81 | 0.81 | -0.18 | 1.04 | 1.92 | 1 | 1.6 | 0.48 | 0 | 0 | 0 | 0 | 0 | 0 | 0 | 0 | 0 | 0 | 1.6 | 0 | 0 | 0 | 0
5005 | 45 | -8.64 | 12.78 | -8.64 | 1 | 72 | 1 | 45 | 45 | 0 | 0 | 0 | 0 | 0 | 0 | 0 | 0 | 0 | 0 | 60 | 0 | 0 | 0 | 0
5057 | 112.5 | -21.6 | 31.95 | -21.6 | 1 | 180 | 1 | 112.5 | 112.5 | 0 | 0 | 0 | 0 | 0 | 0 | 0 | 0 | 0 | 0 | 150 | 0 | 0 | 0 | 0
5206 | 207.1 | 35.14 | 126.57 | -27.6 | 1.01 | 298.4 | 1 | 248.67 | 74.6 | 0 | 0 | 0 | 0 | 0 | 0 | 0 | 0 | 0 | 0 | 248.67 | 0 | 0 | 0 | 0
5206 | 180.01 | 63 | 126.57 | -27.6 | 1.01 | 298.4 | 1 | 248.67 | 74.6 | 0 | 0 | 0 | 0 | 0 | 0 | 0 | 0 | 0 | 0 | 248.67 | 0 | 0 | 0 | 0
5206 | 180.01 | 50.47 | 126.57 | -27.6 | 1.01 | 298.4 | 1 | 248.67 | 74.6 | 0 | 0 | 0 | 0 | 0 | 0 | 0 | 0 | 0 | 0 | 248.67 | 0 | 0 | 0 | 0
2057 | 168.75 | -32.4 | 47.93 | -32.4 | 1 | 270 | 1 | 168.75 | 168.75 | 0 | 0 | 0 | 0 | 0 | 0 | 0 | 0 | 0 | 0 | 225 | 0 | 0 | 0 | 0
3048 | 112.5 | -21.6 | 31.95 | -21.6 | 1 | 180 | 1 | 112.5 | 112.5 | 0 | 0 | 0 | 0 | 0 | 0 | 0 | 0 | 0 | 0 | 150 | 0 | 0 | 0 | 0
5262 | 1211.61 | 56.27 | 447.12 | -99.63 | 1.01 | 1458 | 1 | 1215 | 364.5 | 0 | 0 | 0 | 0 | 0 | 0 | 0 | 0 | 0 | 0 | 1215 | 0 | 0 | 0 | 0
5262 | 1023.98 | 51.46 | 447.12 | -99.63 | 1.01 | 1458 | 1 | 1215 | 364.5 | 0 | 0 | 0 | 0 | 0 | 0 | 0 | 0 | 0 | 0 | 1215 | 0 | 0 | 0 | 0
5281 | 266.98 | -29.72 | 136.28 | -29.72 | 1 | 321.28 | 1 | 267.73 | 80.32 | 0 | 0 | 0 | 0 | 0 | 0 | 0 | 0 | 0 | 0 | 267.73 | 0 | 0 | 0 | 0
5281 | 266.98 | -29.72 | 136.28 | -29.72 | 1 | 321.28 | 1 | 267.73 | 80.32 | 0 | 0 | 0 | 0 | 0 | 0 | 0 | 0 | 0 | 0 | 267.73 | 0 | 0 | 0 | 0
5281 | 0 | 0 | 136.28 | -29.72 | 1 | 321.28 | 0 | 267.73 | 80.32 | 0 | 0 | 0 | 0 | 0 | 0 | 0 | 0 | 0 | 0 | 267.73 | 0 | 0 | 0 | 0
5444 | 0 | 0 | 1.63 | -0.36 | 1.04 | 3.84 | 0 | 3.2 | 0.96 | 0 | 0 | 0 | 0 | 0 | 0 | 0 | 0 | 0 | 0 | 3.2 | 0 | 0 | 0 | 0
5444 | 114.68 | 58.53 | 58.53 | -12.76 | 1.04 | 138 | 1 | 115 | 34.5 | 0 | 0 | 0 | 0 | 0 | 0 | 0 | 0 | 0 | 0 | 115 | 0 | 0 | 0 | 0
5444 | 114.68 | 58.53 | 58.53 | -12.76 | 1.04 | 138 | 1 | 115 | 34.5 | 0 | 0 | 0 | 0 | 0 | 0 | 0 | 0 | 0 | 0 | 115 | 0 | 0 | 0 | 0
5444 | 114.68 | 58.53 | 58.53 | -12.76 | 1.04 | 138 | 1 | 115 | 34.5 | 0 | 0 | 0 | 0 | 0 | 0 | 0 | 0 | 0 | 0 | 115 | 0 | 0 | 0 | 0
5444 | 82.47 | 42.09 | 42.09 | -9.18 | 1.04 | 99.24 | 1 | 82.7 | 24.81 | 0 | 0 | 0 | 0 | 0 | 0 | 0 | 0 | 0 | 0 | 82.7 | 0 | 0 | 0 | 0
5302 | 462.46 | 175.61 | 236.05 | -51.48 | 1.04 | 556.5 | 1 | 463.75 | 139.13 | 0 | 0 | 0 | 0 | 0 | 0 | 0 | 0 | 0 | 0 | 463.75 | 0 | 0 | 0 | 0
5444 | 462.46 | 229.47 | 236.05 | -51.48 | 1.04 | 556.5 | 1 | 463.75 | 139.13 | 0 | 0 | 0 | 0 | 0 | 0 | 0 | 0 | 0 | 0 | 463.75 | 0 | 0 | 0 | 0
5319 | 79.86 | 9.76 | 133.77 | -29.17 | 1.01 | 315.36 | 1 | 262.8 | 78.84 | 0 | 0 | 0 | 0 | 0 | 0 | 0 | 0 | 0 | 0 | 262.8 | 0 | 0 | 0 | 0
5262 | 0 | 0 | 133.77 | -29.17 | 1.01 | 315.36 | 0 | 262.8 | 78.84 | 0 | 0 | 0 | 0 | 0 | 0 | 0 | 0 | 0 | 0 | 262.8 | 0 | 0 | 0 | 0
5262 | 79.86 | 10.07 | 133.77 | -29.17 | 1.01 | 315.36 | 1 | 262.8 | 78.84 | 0 | 0 | 0 | 0 | 0 | 0 | 0 | 0 | 0 | 0 | 262.8 | 0 | 0 | 0 | 0
5323 | 283.28 | 144.59 | 144.59 | -31.53 | 1.04 | 340.88 | 1 | 284.07 | 85.22 | 0 | 0 | 0 | 0 | 0 | 0 | 0 | 0 | 0 | 0 | 284.07 | 0 | 0 | 0 | 0
5323 | 283.28 | 144.59 | 144.59 | -31.53 | 1.04 | 340.88 | 1 | 284.07 | 85.22 | 0 | 0 | 0 | 0 | 0 | 0 | 0 | 0 | 0 | 0 | 284.07 | 0 | 0 | 0 | 0
5323 | 283.28 | 144.59 | 144.59 | -31.53 | 1.04 | 340.88 | 1 | 284.07 | 85.22 | 0 | 0 | 0 | 0 | 0 | 0 | 0 | 0 | 0 | 0 | 284.07 | 0 | 0 | 0 | 0
5307 | 8.4 | 3.2 | 3.2 | -0.14 | 1.04 | 3.36 | 1 | 8.4 | 8.4 | 0 | 0 | 0 | 0 | 0 | 0 | 0 | 0 | 0 | 0 | 2.8 | 0 | 0 | 0 | 0
5307 | 207.5 | 69.11 | 79.67 | -3.43 | 1.04 | 84 | 1 | 207.5 | 207.5 | 0 | 0 | 0 | 0 | 0 | 0 | 0 | 0 | 0 | 0 | 70 | 0 | 0 | 0 | 0
5360 | 1005.19 | -25.85 | 469.73 | -122.98 | 1.01 | 1209.6 | 1 | 1008 | 302.4 | 0 | 0 | 0 | 0 | 0 | 0 | 0 | 0 | 0 | 0 | 1008 | 0 | 0 | 0 | 0
5364 | 10.37 | -1.15 | 5.29 | -1.15 | 1 | 12.48 | 1 | 10.4 | 3.12 | 0 | 0 | 0 | 0 | 0 | 0 | 0 | 0 | 0 | 0 | 10.4 | 0 | 0 | 0 | 0
5364 | 212.73 | -22.03 | 108.59 | -23.68 | 1 | 256 | 1 | 213.33 | 64 | 0 | 0 | 0 | 0 | 0 | 0 | 0 | 0 | 0 | 0 | 213.33 | 0 | 0 | 0 | 0
5364 | 212.73 | -8.45 | 108.59 | -23.68 | 1 | 256 | 1 | 213.33 | 64 | 0 | 0 | 0 | 0 | 0 | 0 | 0 | 0 | 0 | 0 | 213.33 | 0 | 0 | 0 | 0
5364 | 212.73 | -7.41 | 108.59 | -23.68 | 1 | 256 | 1 | 213.33 | 64 | 0 | 0 | 0 | 0 | 0 | 0 | 0 | 0 | 0 | 0 | 213.33 | 0 | 0 | 0 | 0
5364 | 212.73 | -7.26 | 108.59 | -23.68 | 1 | 256 | 1 | 213.33 | 64 | 0 | 0 | 0 | 0 | 0 | 0 | 0 | 0 | 0 | 0 | 213.33 | 0 | 0 | 0 | 0
5364 | 212.73 | -13.71 | 108.59 | -23.68 | 1 | 256 | 1 | 213.33 | 64 | 0 | 0 | 0 | 0 | 0 | 0 | 0 | 0 | 0 | 0 | 213.33 | 0 | 0 | 0 | 0
5364 | 212.73 | -6.79 | 108.59 | -23.68 | 1 | 256 | 1 | 213.33 | 64 | 0 | 0 | 0 | 0 | 0 | 0 | 0 | 0 | 0 | 0 | 213.33 | 0 | 0 | 0 | 0
5382 | 63.51 | 106.38 | 106.38 | -23.2 | 1.04 | 250.8 | 1 | 209 | 62.7 | 0 | 0 | 0 | 0 | 0 | 0 | 0 | 0 | 0 | 0 | 209 | 0 | 0 | 0 | 0
5382 | 63.51 | 106.38 | 106.38 | -23.2 | 1.04 | 250.8 | 1 | 209 | 62.7 | 0 | 0 | 0 | 0 | 0 | 0 | 0 | 0 | 0 | 0 | 209 | 0 | 0 | 0 | 0
3048 | 124.2 | 35.27 | 35.27 | -23.85 | 1.04 | 198.72 | 1 | 124.2 | 124.2 | 0 | 0 | 0 | 0 | 0 | 0 | 0 | 0 | 0 | 0 | 165.6 | 0 | 0 | 0 | 0
5262 | 89.15 | 45.5 | 45.5 | -9.92 | 1.03 | 107.28 | 1 | 89.4 | 26.82 | 0 | 0 | 0 | 0 | 0 | 0 | 0 | 0 | 0 | 0 | 89.4 | 0 | 0 | 0 | 0
5262 | 77.23 | 45.5 | 45.5 | -9.92 | 1.03 | 107.28 | 1 | 89.4 | 26.82 | 0 | 0 | 0 | 0 | 0 | 0 | 0 | 0 | 0 | 0 | 89.4 | 0 | 0 | 0 | 0
5262 | 84.77 | 45.5 | 45.5 | -9.92 | 1.03 | 107.28 | 1 | 89.4 | 26.82 | 0 | 0 | 0 | 0 | 0 | 0 | 0 | 0 | 0 | 0 | 89.4 | 0 | 0 | 0 | 0
5262 | 89.15 | 45.5 | 45.5 | -9.92 | 1.03 | 107.28 | 1 | 89.4 | 26.82 | 0 | 0 | 0 | 0 | 0 | 0 | 0 | 0 | 0 | 0 | 89.4 | 0 | 0 | 0 | 0
5415 | 121.66 | -11.4 | 62.1 | -13.54 | 1 | 146.4 | 1 | 122 | 36.6 | 0 | 0 | 0 | 0 | 0 | 0 | 0 | 0 | 0 | 0 | 122 | 0 | 0 | 0 | 0
3048 | 121.66 | -10.89 | 62.1 | -13.54 | 1 | 146.4 | 1 | 122 | 36.6 | 0 | 0 | 0 | 0 | 0 | 0 | 0 | 0 | 0 | 0 | 122 | 0 | 0 | 0 | 0
3048 | 121.66 | -12.52 | 62.1 | -13.54 | 1 | 146.4 | 1 | 122 | 36.6 | 0 | 0 | 0 | 0 | 0 | 0 | 0 | 0 | 0 | 0 | 122 | 0 | 0 | 0 | 0
3048 | 118.47 | -13.19 | 60.47 | -13.19 | 1 | 142.56 | 1 | 118.8 | 35.64 | 0 | 0 | 0 | 0 | 0 | 0 | 0 | 0 | 0 | 0 | 118.8 | 0 | 0 | 0 | 0
3048 | 118.47 | -13.19 | 60.47 | -13.19 | 1 | 142.56 | 1 | 118.8 | 35.64 | 0 | 0 | 0 | 0 | 0 | 0 | 0 | 0 | 0 | 0 | 118.8 | 0 | 0 | 0 | 0
5422 | 12.37 | -1.38 | 6.31 | -1.38 | 1 | 14.88 | 1 | 12.4 | 3.72 | 0 | 0 | 0 | 0 | 0 | 0 | 0 | 0 | 0 | 0 | 12.4 | 0 | 0 | 0 | 0
5422 | 0 | 0 | 1.63 | -0.36 | 1 | 3.84 | 0 | 3.2 | 0.96 | 0 | 0 | 0 | 0 | 0 | 0 | 0 | 0 | 0 | 0 | 3.2 | 0 | 0 | 0 | 0
5444 | 0 | 0 | 147.1 | -32.08 | 1.01 | 346.8 | 0 | 289 | 86.7 | 0 | 0 | 0 | 0 | 0 | 0 | 0 | 0 | 0 | 0 | 289 | 0 | 0 | 0 | 0
5444 | 0 | 0 | 147.1 | -32.08 | 1.01 | 346.8 | 0 | 289 | 86.7 | 0 | 0 | 0 | 0 | 0 | 0 | 0 | 0 | 0 | 0 | 289 | 0 | 0 | 0 | 0
5444 | 0 | 0 | 147.1 | -32.08 | 1.01 | 346.8 | 0 | 289 | 86.7 | 0 | 0 | 0 | 0 | 0 | 0 | 0 | 0 | 0 | 0 | 289 | 0 | 0 | 0 | 0
5444 | 288.19 | 19.06 | 147.1 | -32.08 | 1.01 | 346.8 | 1 | 289 | 86.7 | 0 | 0 | 0 | 0 | 0 | 0 | 0 | 0 | 0 | 0 | 289 | 0 | 0 | 0 | 0
5444 | 288.19 | 19.06 | 147.1 | -32.08 | 1.01 | 346.8 | 1 | 289 | 86.7 | 0 | 0 | 0 | 0 | 0 | 0 | 0 | 0 | 0 | 0 | 289 | 0 | 0 | 0 | 0
5444 | 0 | 0 | 147.1 | -32.08 | 1.01 | 346.8 | 0 | 289 | 86.7 | 0 | 0 | 0 | 0 | 0 | 0 | 0 | 0 | 0 | 0 | 289 | 0 | 0 | 0 | 0
5444 | 140.91 | 19.06 | 71.92 | -15.68 | 1.01 | 169.56 | 1 | 141.3 | 42.39 | 0 | 0 | 0 | 0 | 0 | 0 | 0 | 0 | 0 | 0 | 141.3 | 0 | 0 | 0 | 0
5444 | 140.91 | 19.06 | 71.92 | -15.68 | 1.01 | 169.56 | 1 | 141.3 | 42.39 | 0 | 0 | 0 | 0 | 0 | 0 | 0 | 0 | 0 | 0 | 141.3 | 0 | 0 | 0 | 0
6349 | 212.41 | 77.37 | 108.42 | -23.64 | 1.04 | 255.6 | 1 | 213 | 63.9 | 0 | 0 | 0 | 0 | 0 | 0 | 0 | 0 | 0 | 0 | 213 | 0 | 0 | 0 | 0
6349 | 0 | 0 | 216.83 | -47.29 | 1.04 | 511.2 | 0 | 426 | 127.8 | 0 | 0 | 0 | 0 | 0 | 0 | 0 | 0 | 0 | 0 | 426 | 0 | 0 | 0 | 0
6349 | 197.78 | 67.78 | 100.95 | -22.01 | 1.04 | 238 | 1 | 198.33 | 59.5 | 0 | 0 | 0 | 0 | 0 | 0 | 0 | 0 | 0 | 0 | 198.33 | 0 | 0 | 0 | 0
6349 | 197.78 | 42.18 | 100.95 | -22.01 | 1.04 | 238 | 1 | 198.33 | 59.5 | 0 | 0 | 0 | 0 | 0 | 0 | 0 | 0 | 0 | 0 | 198.33 | 0 | 0 | 0 | 0
6349 | 197.78 | 57.22 | 100.95 | -22.01 | 1.04 | 238 | 1 | 198.33 | 59.5 | 0 | 0 | 0 | 0 | 0 | 0 | 0 | 0 | 0 | 0 | 198.33 | 0 | 0 | 0 | 0
6349 | 0 | 20.48 | 20.48 | -0.88 | 1.04 | 21.6 | 1 | 0 | 0 | 0 | 0 | 0 | 0 | 0 | 0 | 0 | 0 | 0 | 0 | 18 | 0 | 0 | 0 | 0
6349 | 0 | 54.26 | 122.91 | -5.29 | 1.04 | 129.6 | 1 | 0 | 0 | 0 | 0 | 0 | 0 | 0 | 0 | 0 | 0 | 0 | 0 | 108 | 0 | 0 | 0 | 0
6199 | 0 | 0 | 1.73 | -0.38 | 1.04 | 4.08 | 0 | 3.4 | 1.02 | 0 | 0 | 0 | 0 | 0 | 0 | 0 | 0 | 0 | 0 | 3.4 | 0 | 0 | 0 | 0
6199 | 0 | 0 | 4.89 | -1.07 | 1.04 | 11.52 | 0 | 9.6 | 2.88 | 0 | 0 | 0 | 0 | 0 | 0 | 0 | 0 | 0 | 0 | 9.6 | 0 | 0 | 0 | 0
6199 | 0 | 0 | 2.24 | -0.49 | 1.04 | 5.28 | 0 | 4.4 | 1.32 | 0 | 0 | 0 | 0 | 0 | 0 | 0 | 0 | 0 | 0 | 4.4 | 0 | 0 | 0 | 0
6199 | 57.24 | 29.22 | 29.22 | -6.37 | 1.04 | 68.88 | 1 | 57.4 | 17.22 | 0 | 0 | 0 | 0 | 0 | 0 | 0 | 0 | 0 | 0 | 57.4 | 0 | 0 | 0 | 0
6199 | 0 | 0 | 29.22 | -6.37 | 1.04 | 68.88 | 0 | 57.4 | 17.22 | 0 | 0 | 0 | 0 | 0 | 0 | 0 | 0 | 0 | 0 | 57.4 | 0 | 0 | 0 | 0
6199 | 57.24 | 29.22 | 29.22 | -6.37 | 1.04 | 68.88 | 1 | 57.4 | 17.22 | 0 | 0 | 0 | 0 | 0 | 0 | 0 | 0 | 0 | 0 | 57.4 | 0 | 0 | 0 | 0
6199 | 57.24 | 29.22 | 29.22 | -6.37 | 1.04 | 68.88 | 1 | 57.4 | 17.22 | 0 | 0 | 0 | 0 | 0 | 0 | 0 | 0 | 0 | 0 | 57.4 | 0 | 0 | 0 | 0
6069 | 123.82 | 49.23 | 92.32 | -20.13 | 1.03 | 217.64 | 1 | 181.37 | 54.41 | 0 | 0 | 0 | 0 | 0 | 0 | 0 | 0 | 0 | 0 | 181.37 | 0 | 0 | 0 | 0
6069 | 131.29 | 21.36 | 92.32 | -20.13 | 1.03 | 217.64 | 1 | 181.37 | 54.41 | 0 | 0 | 0 | 0 | 0 | 0 | 0 | 0 | 0 | 0 | 181.37 | 0 | 0 | 0 | 0
6069 | 105.9 | 62.98 | 92.32 | -20.13 | 1.03 | 217.64 | 1 | 181.37 | 54.41 | 0 | 0 | 0 | 0 | 0 | 0 | 0 | 0 | 0 | 0 | 181.37 | 0 | 0 | 0 | 0
6069 | 0 | 0 | 92.32 | -20.13 | 1.03 | 217.64 | 0 | 181.37 | 54.41 | 0 | 0 | 0 | 0 | 0 | 0 | 0 | 0 | 0 | 0 | 181.37 | 0 | 0 | 0 | 0
6069 | 131.29 | 37.32 | 92.32 | -20.13 | 1.03 | 217.64 | 1 | 181.37 | 54.41 | 0 | 0 | 0 | 0 | 0 | 0 | 0 | 0 | 0 | 0 | 181.37 | 0 | 0 | 0 | 0
6069 | 131.29 | 36.8 | 92.32 | -20.13 | 1.03 | 217.64 | 1 | 181.37 | 54.41 | 0 | 0 | 0 | 0 | 0 | 0 | 0 | 0 | 0 | 0 | 181.37 | 0 | 0 | 0 | 0
6078 | 477.3 | -68.73 | 262.51 | -68.73 | 1 | 676 | 1 | 563.33 | 169 | 0 | 0 | 0 | 0 | 0 | 0 | 0 | 0 | 0 | 0 | 563.33 | 0 | 0 | 0 | 0
6078 | 328.92 | -68.73 | 262.51 | -68.73 | 1 | 676 | 1 | 563.33 | 169 | 0 | 0 | 0 | 0 | 0 | 0 | 0 | 0 | 0 | 0 | 563.33 | 0 | 0 | 0 | 0
6078 | 328.92 | -68.73 | 262.51 | -68.73 | 1 | 676 | 1 | 563.33 | 169 | 0 | 0 | 0 | 0 | 0 | 0 | 0 | 0 | 0 | 0 | 563.33 | 0 | 0 | 0 | 0
6349 | 41.37 | 17.29 | 25.04 | -1.08 | 1.04 | 26.4 | 1 | 41.37 | 41.37 | 0 | 0 | 0 | 0 | 0 | 0 | 0 | 0 | 0 | 0 | 22 | 0 | 0 | 0 | 0
6349 | 65.3 | 11.97 | 25.04 | -1.08 | 1.04 | 26.4 | 1 | 65.3 | 65.3 | 0 | 0 | 0 | 0 | 0 | 0 | 0 | 0 | 0 | 0 | 22 | 0 | 0 | 0 | 0
6355 | 1.05 | 0 | 0 | 0 | 1.04 | 1.68 | 1 | 1.05 | 1.05 | 0 | 0 | 0 | 0 | 0 | 0 | 0 | 0 | 0 | 0 | 1.4 | 0 | 0 | 0 | 0
6355 | 22.5 | 0 | 0 | 0 | 1.04 | 36 | 1 | 22.5 | 22.5 | 0 | 0 | 0 | 0 | 0 | 0 | 0 | 0 | 0 | 0 | 30 | 0 | 0 | 0 | 0
6355 | 0 | 0 | 0 | 0 | 1.04 | 6.6 | 0 | 5.5 | 1.65 | 0 | 0 | 0 | 0 | 0 | 0 | 0 | 0 | 0 | 0 | 5.5 | 0 | 0 | 0 | 0
6355 | 7.95 | 0 | 0 | 0 | 1.04 | 12.72 | 1 | 7.95 | 7.95 | 0 | 0 | 0 | 0 | 0 | 0 | 0 | 0 | 0 | 0 | 10.6 | 0 | 0 | 0 | 0
6355 | 10.42 | 0 | 0 | 0 | 1.04 | 16.68 | 1 | 10.42 | 10.42 | 0 | 0 | 0 | 0 | 0 | 0 | 0 | 0 | 0 | 0 | 13.9 | 0 | 0 | 0 | 0
6355 | 30.52 | 0 | 0 | 0 | 1.04 | 48.84 | 1 | 30.52 | 30.52 | 0 | 0 | 0 | 0 | 0 | 0 | 0 | 0 | 0 | 0 | 40.7 | 0 | 0 | 0 | 0
6078 | 60.33 | 30.79 | 30.79 | -6.72 | 1.04 | 72.6 | 1 | 60.5 | 18.15 | 0 | 0 | 0 | 0 | 0 | 0 | 0 | 0 | 0 | 0 | 60.5 | 0 | 0 | 0 | 0
6078 | 60.33 | 30.79 | 30.79 | -6.72 | 1.04 | 72.6 | 1 | 60.5 | 18.15 | 0 | 0 | 0 | 0 | 0 | 0 | 0 | 0 | 0 | 0 | 60.5 | 0 | 0 | 0 | 0
6078 | 120.66 | 61.59 | 61.59 | -13.43 | 1.04 | 145.2 | 1 | 121 | 36.3 | 0 | 0 | 0 | 0 | 0 | 0 | 0 | 0 | 0 | 0 | 121 | 0 | 0 | 0 | 0
6111 | 301.18 | 100.76 | 275.22 | -72.05 | 1.04 | 708.72 | 1 | 590.6 | 177.18 | 0 | 0 | 0 | 0 | 0 | 0 | 0 | 0 | 0 | 0 | 590.6 | 0 | 0 | 0 | 0
6111 | 293.63 | 101.78 | 308.26 | -80.7 | 1.04 | 793.8 | 1 | 661.5 | 198.45 | 0 | 0 | 0 | 0 | 0 | 0 | 0 | 0 | 0 | 0 | 661.5 | 0 | 0 | 0 | 0
6147 | 0 | 0 | 4.28 | -0.93 | 1.03 | 10.08 | 0 | 8.4 | 2.52 | 0 | 0 | 0 | 0 | 0 | 0 | 0 | 0 | 0 | 0 | 8.4 | 0 | 0 | 0 | 0
6147 | 322.85 | 38.03 | 227.01 | -49.51 | 1.03 | 535.2 | 1 | 446 | 133.8 | 0 | 0 | 0 | 0 | 0 | 0 | 0 | 0 | 0 | 0 | 446 | 0 | 0 | 0 | 0
6147 | 322.85 | 39.39 | 227.01 | -49.51 | 1.03 | 535.2 | 1 | 446 | 133.8 | 0 | 0 | 0 | 0 | 0 | 0 | 0 | 0 | 0 | 0 | 446 | 0 | 0 | 0 | 0
6147 | 283.22 | 42.7 | 474.39 | -103.45 | 1.03 | 1118.4 | 1 | 932 | 279.6 | 0 | 0 | 0 | 0 | 0 | 0 | 0 | 0 | 0 | 0 | 932 | 0 | 0 | 0 | 0
6147 | 0 | 0 | 367.5 | -80.14 | 1.03 | 866.4 | 0 | 722 | 216.6 | 0 | 0 | 0 | 0 | 0 | 0 | 0 | 0 | 0 | 0 | 722 | 0 | 0 | 0 | 0
6147 | 219.4 | 127.84 | 367.5 | -80.14 | 1.03 | 866.4 | 1 | 722 | 216.6 | 0 | 0 | 0 | 0 | 0 | 0 | 0 | 0 | 0 | 0 | 722 | 0 | 0 | 0 | 0
6164 | 71.43 | 38.3 | 119.64 | -26.09 | 1.03 | 282.06 | 1 | 235.05 | 70.52 | 0 | 0 | 0 | 0 | 0 | 0 | 0 | 0 | 0 | 0 | 235.05 | 0 | 0 | 0 | 0
6164 | 71.43 | 33.99 | 119.64 | -26.09 | 1.03 | 282.06 | 1 | 235.05 | 70.52 | 0 | 0 | 0 | 0 | 0 | 0 | 0 | 0 | 0 | 0 | 235.05 | 0 | 0 | 0 | 0
6164 | 71.43 | 82 | 119.64 | -26.09 | 1.03 | 282.06 | 1 | 235.05 | 70.52 | 0 | 0 | 0 | 0 | 0 | 0 | 0 | 0 | 0 | 0 | 235.05 | 0 | 0 | 0 | 0
6164 | 71.43 | 43.72 | 119.64 | -26.09 | 1.03 | 282.06 | 1 | 235.05 | 70.52 | 0 | 0 | 0 | 0 | 0 | 0 | 0 | 0 | 0 | 0 | 235.05 | 0 | 0 | 0 | 0
6349 | 177.9 | 19.45 | 68.29 | -2.94 | 1.04 | 72 | 1 | 177.9 | 177.9 | 0 | 0 | 0 | 0 | 0 | 0 | 0 | 0 | 0 | 0 | 60 | 0 | 0 | 0 | 0
6214 | 552.3 | 55.54 | 212.06 | -9.13 | 1.04 | 223.6 | 1 | 552.3 | 552.3 | 0 | 0 | 0 | 0 | 0 | 0 | 0 | 0 | 0 | 0 | 186.33 | 0 | 0 | 0 | 0
6349 | 552.3 | 99.93 | 212.06 | -9.13 | 1.04 | 223.6 | 1 | 552.3 | 552.3 | 0 | 0 | 0 | 0 | 0 | 0 | 0 | 0 | 0 | 0 | 186.33 | 0 | 0 | 0 | 0
6349 | 552.3 | 58.81 | 212.06 | -9.13 | 1.04 | 223.6 | 1 | 552.3 | 552.3 | 0 | 0 | 0 | 0 | 0 | 0 | 0 | 0 | 0 | 0 | 186.33 | 0 | 0 | 0 | 0
7406 | 60.83 | 18.83 | 31.05 | -6.77 | 1.04 | 73.2 | 1 | 61 | 18.3 | 0 | 0 | 0 | 0 | 0 | 0 | 0 | 0 | 0 | 0 | 61 | 0 | 0 | 0 | 0
7406 | 182.49 | 45.89 | 93.15 | -20.31 | 1.04 | 219.6 | 1 | 183 | 54.9 | 0 | 0 | 0 | 0 | 0 | 0 | 0 | 0 | 0 | 0 | 183 | 0 | 0 | 0 | 0
7406 | 297.17 | 55.72 | 151.68 | -33.08 | 1.04 | 357.6 | 1 | 298 | 89.4 | 0 | 0 | 0 | 0 | 0 | 0 | 0 | 0 | 0 | 0 | 298 | 0 | 0 | 0 | 0
7406 | 297.17 | 64.31 | 151.68 | -33.08 | 1.04 | 357.6 | 1 | 298 | 89.4 | 0 | 0 | 0 | 0 | 0 | 0 | 0 | 0 | 0 | 0 | 298 | 0 | 0 | 0 | 0
7406 | 297.17 | 121.17 | 151.68 | -33.08 | 1.04 | 357.6 | 1 | 298 | 89.4 | 0 | 0 | 0 | 0 | 0 | 0 | 0 | 0 | 0 | 0 | 298 | 0 | 0 | 0 | 0
7406 | 182.82 | 93.32 | 93.32 | -20.35 | 1.04 | 220 | 1 | 183.33 | 55 | 0 | 0 | 0 | 0 | 0 | 0 | 0 | 0 | 0 | 0 | 183.33 | 0 | 0 | 0 | 0
7406 | 182.82 | 50.78 | 93.32 | -20.35 | 1.04 | 220 | 1 | 183.33 | 55 | 0 | 0 | 0 | 0 | 0 | 0 | 0 | 0 | 0 | 0 | 183.33 | 0 | 0 | 0 | 0
7406 | 182.82 | 35.11 | 93.32 | -20.35 | 1.04 | 220 | 1 | 183.33 | 55 | 0 | 0 | 0 | 0 | 0 | 0 | 0 | 0 | 0 | 0 | 183.33 | 0 | 0 | 0 | 0
6349 | 58.95 | -9.89 | 98.75 | -21.53 | 1.02 | 232.8 | 1 | 194 | 58.2 | 0 | 0 | 0 | 0 | 0 | 0 | 0 | 0 | 0 | 0 | 194 | 0 | 0 | 0 | 0
6349 | 106.96 | -5.6 | 98.75 | -21.53 | 1.02 | 232.8 | 1 | 194 | 58.2 | 0 | 0 | 0 | 0 | 0 | 0 | 0 | 0 | 0 | 0 | 194 | 0 | 0 | 0 | 0
6349 | 0 | 0 | 26.16 | -5.71 | 1.02 | 61.68 | 0 | 51.4 | 15.42 | 0 | 0 | 0 | 0 | 0 | 0 | 0 | 0 | 0 | 0 | 51.4 | 0 | 0 | 0 | 0
6349 | 78.1 | -11.57 | 130.81 | -28.53 | 1.02 | 308.4 | 1 | 257 | 77.1 | 0 | 0 | 0 | 0 | 0 | 0 | 0 | 0 | 0 | 0 | 257 | 0 | 0 | 0 | 0
4030 | 4.5 | 1.72 | 1.72 | -0.07 | 1.04 | 1.8 | 1 | 4.5 | 4.5 | 0 | 0 | 0 | 0 | 0 | 0 | 0 | 0 | 0 | 0 | 1.5 | 0 | 0 | 0 | 0
4030 | 7.2 | 2.73 | 2.73 | -0.12 | 1.04 | 2.88 | 1 | 7.2 | 7.2 | 0 | 0 | 0 | 0 | 0 | 0 | 0 | 0 | 0 | 0 | 2.4 | 0 | 0 | 0 | 0
4030 | 4.5 | 1.72 | 1.72 | -0.07 | 1.04 | 1.8 | 1 | 4.5 | 4.5 | 0 | 0 | 0 | 0 | 0 | 0 | 0 | 0 | 0 | 0 | 1.5 | 0 | 0 | 0 | 0
4030 | 7.2 | 2.73 | 2.73 | -0.12 | 1.04 | 2.88 | 1 | 7.2 | 7.2 | 0 | 0 | 0 | 0 | 0 | 0 | 0 | 0 | 0 | 0 | 2.4 | 0 | 0 | 0 | 0
4030 | 0 | 0 | 6.82 | -0.29 | 1.04 | 7.2 | 0 | 18 | 0 | 0 | 0 | 0 | 0 | 0 | 0 | 0 | 0 | 0 | 0 | 6 | 0 | 0 | 0 | 0
4030 | 0 | 0 | 4.09 | -0.18 | 1.04 | 4.32 | 0 | 11 | 0 | 0 | 0 | 0 | 0 | 0 | 0 | 0 | 0 | 0 | 0 | 3.6 | 0 | 0 | 0 | 0
4030 | 0 | 0 | 2.73 | -0.12 | 1.04 | 2.88 | 0 | 7.2 | 0 | 0 | 0 | 0 | 0 | 0 | 0 | 0 | 0 | 0 | 0 | 2.4 | 0 | 0 | 0 | 0
4030 | 0 | 0 | 2.73 | -0.12 | 1.04 | 2.88 | 0 | 7.2 | 0 | 0 | 0 | 0 | 0 | 0 | 0 | 0 | 0 | 0 | 0 | 2.4 | 0 | 0 | 0 | 0
4030 | 8.4 | 3.2 | 3.2 | -0.14 | 1.04 | 3.36 | 1 | 8.4 | 8.4 | 0 | 0 | 0 | 0 | 0 | 0 | 0 | 0 | 0 | 0 | 2.8 | 0 | 0 | 0 | 0
6295 | 62.67 | -22.89 | 104.97 | -22.89 | 1.02 | 247.48 | 1 | 206.23 | 61.87 | 0 | 0 | 0 | 0 | 0 | 0 | 0 | 0 | 0 | 0 | 206.23 | 0 | 0 | 0 | 0
6295 | 62.67 | -22.89 | 104.97 | -22.89 | 1.02 | 247.48 | 1 | 206.23 | 61.87 | 0 | 0 | 0 | 0 | 0 | 0 | 0 | 0 | 0 | 0 | 206.23 | 0 | 0 | 0 | 0
6295 | 62.7 | -15.02 | 104.97 | -22.89 | 1.02 | 247.48 | 1 | 206.23 | 61.9 | 0 | 0 | 0 | 0 | 0 | 0 | 0 | 0 | 0 | 0 | 206.23 | 0 | 0 | 0 | 0
6302 | 0 | 0 | 1.63 | -0.36 | 1 | 3.84 | 0 | 3.2 | 0.96 | 0 | 0 | 0 | 0 | 0 | 0 | 0 | 0 | 0 | 0 | 3.2 | 0 | 0 | 0 | 0
6302 | 246.56 | -27.44 | 125.85 | -27.44 | 1 | 296.7 | 1 | 247.25 | 74.18 | 0 | 0 | 0 | 0 | 0 | 0 | 0 | 0 | 0 | 0 | 247.25 | 0 | 0 | 0 | 0
6302 | 213.83 | -27.44 | 125.85 | -27.44 | 1 | 296.7 | 1 | 247.25 | 74.18 | 0 | 0 | 0 | 0 | 0 | 0 | 0 | 0 | 0 | 0 | 247.25 | 0 | 0 | 0 | 0
6302 | 246.56 | -27.44 | 125.85 | -27.44 | 1 | 296.7 | 1 | 247.25 | 74.18 | 0 | 0 | 0 | 0 | 0 | 0 | 0 | 0 | 0 | 0 | 247.25 | 0 | 0 | 0 | 0
6302 | 246.56 | -27.44 | 125.85 | -27.44 | 1 | 296.7 | 1 | 247.25 | 74.18 | 0 | 0 | 0 | 0 | 0 | 0 | 0 | 0 | 0 | 0 | 247.25 | 0 | 0 | 0 | 0
6349 | 0 | 0 | 6.11 | -1.33 | 1.04 | 14.4 | 0 | 12 | 3.6 | 0 | 0 | 0 | 0 | 0 | 0 | 0 | 0 | 0 | 0 | 12 | 0 | 0 | 0 | 0
6349 | 0 | 0 | 26.21 | -5.72 | 1.04 | 61.8 | 0 | 51.5 | 15.45 | 0 | 0 | 0 | 0 | 0 | 0 | 0 | 0 | 0 | 0 | 51.5 | 0 | 0 | 0 | 0
6349 | 31.3 | 52.43 | 52.43 | -11.43 | 1.04 | 123.6 | 1 | 103 | 30.9 | 0 | 0 | 0 | 0 | 0 | 0 | 0 | 0 | 0 | 0 | 103 | 0 | 0 | 0 | 0
6349 | 0 | 0 | 1.17 | -0.26 | 1.04 | 2.76 | 0 | 2.3 | 0.69 | 0 | 0 | 0 | 0 | 0 | 0 | 0 | 0 | 0 | 0 | 2.3 | 0 | 0 | 0 | 0
6349 | 0 | 0 | 2.34 | -0.51 | 1.04 | 5.52 | 0 | 4.6 | 1.38 | 0 | 0 | 0 | 0 | 0 | 0 | 0 | 0 | 0 | 0 | 4.6 | 0 | 0 | 0 | 0
6349 | 0 | 0 | 0.76 | -0.17 | 1.04 | 1.8 | 0 | 1.5 | 0.45 | 0 | 0 | 0 | 0 | 0 | 0 | 0 | 0 | 0 | 0 | 1.5 | 0 | 0 | 0 | 0
6349 | 0 | 0 | 2.04 | -0.44 | 1.04 | 4.8 | 0 | 4 | 1.2 | 0 | 0 | 0 | 0 | 0 | 0 | 0 | 0 | 0 | 0 | 4 | 0 | 0 | 0 | 0
6349 | 0 | 0 | 3.26 | -0.71 | 1.04 | 7.68 | 0 | 6.4 | 1.92 | 0 | 0 | 0 | 0 | 0 | 0 | 0 | 0 | 0 | 0 | 6.4 | 0 | 0 | 0 | 0
6349 | 110.31 | 184.77 | 184.77 | -40.29 | 1.04 | 435.6 | 1 | 363 | 108.9 | 0 | 0 | 0 | 0 | 0 | 0 | 0 | 0 | 0 | 0 | 363 | 0 | 0 | 0 | 0
6349 | 110.31 | 184.77 | 184.77 | -40.29 | 1.04 | 435.6 | 1 | 363 | 108.9 | 0 | 0 | 0 | 0 | 0 | 0 | 0 | 0 | 0 | 0 | 363 | 0 | 0 | 0 | 0
6349 | 0 | 0 | 26.21 | -5.72 | 1.04 | 61.8 | 0 | 51.5 | 15.45 | 0 | 0 | 0 | 0 | 0 | 0 | 0 | 0 | 0 | 0 | 51.5 | 0 | 0 | 0 | 0
7400 | 162.54 | 38.38 | 82.97 | -18.09 | 1.04 | 195.6 | 1 | 163 | 48.9 | 0 | 0 | 0 | 0 | 0 | 0 | 0 | 0 | 0 | 0 | 163 | 0 | 0 | 0 | 0
7400 | 162.54 | 67.22 | 82.97 | -18.09 | 1.04 | 195.6 | 1 | 163 | 48.9 | 0 | 0 | 0 | 0 | 0 | 0 | 0 | 0 | 0 | 0 | 163 | 0 | 0 | 0 | 0
7400 | 162.54 | 44.4 | 82.97 | -18.09 | 1.04 | 195.6 | 1 | 163 | 48.9 | 0 | 0 | 0 | 0 | 0 | 0 | 0 | 0 | 0 | 0 | 163 | 0 | 0 | 0 | 0
7400 | 162.54 | 41.68 | 82.97 | -18.09 | 1.04 | 195.6 | 1 | 163 | 48.9 | 0 | 0 | 0 | 0 | 0 | 0 | 0 | 0 | 0 | 0 | 163 | 0 | 0 | 0 | 0
7400 | 162.54 | 37.78 | 82.97 | -18.09 | 1.04 | 195.6 | 1 | 163 | 48.9 | 0 | 0 | 0 | 0 | 0 | 0 | 0 | 0 | 0 | 0 | 163 | 0 | 0 | 0 | 0
7124 | 0 | 0 | 2.04 | -0.44 | 1.04 | 4.8 | 0 | 4 | 1.2 | 0 | 0 | 0 | 0 | 0 | 0 | 0 | 0 | 0 | 0 | 4 | 0 | 0 | 0 | 0
7406 | 22.34 | 11.4 | 11.4 | -2.49 | 1.04 | 26.88 | 1 | 22.4 | 6.72 | 0 | 0 | 0 | 0 | 0 | 0 | 0 | 0 | 0 | 0 | 22.4 | 0 | 0 | 0 | 0
7406 | 47.27 | 24.13 | 24.13 | -5.26 | 1.04 | 56.88 | 1 | 47.4 | 14.22 | 0 | 0 | 0 | 0 | 0 | 0 | 0 | 0 | 0 | 0 | 47.4 | 0 | 0 | 0 | 0
7406 | 47.27 | 24.13 | 24.13 | -5.26 | 1.04 | 56.88 | 1 | 47.4 | 14.22 | 0 | 0 | 0 | 0 | 0 | 0 | 0 | 0 | 0 | 0 | 47.4 | 0 | 0 | 0 | 0
7406 | 94.54 | 48.25 | 48.25 | -10.52 | 1.04 | 113.76 | 1 | 94.8 | 28.44 | 0 | 0 | 0 | 0 | 0 | 0 | 0 | 0 | 0 | 0 | 94.8 | 0 | 0 | 0 | 0
7406 | 0 | 0 | 1.63 | -0.36 | 1.04 | 3.84 | 0 | 3.2 | 0.96 | 0 | 0 | 0 | 0 | 0 | 0 | 0 | 0 | 0 | 0 | 3.2 | 0 | 0 | 0 | 0
7406 | 29.1 | 0 | 0 | 0 | 1.04 | 46.56 | 1 | 29.1 | 29.1 | 0 | 0 | 0 | 0 | 0 | 0 | 0 | 0 | 0 | 0 | 38.8 | 0 | 0 | 0 | 0
7406 | 7.5 | 0 | 0 | 0 | 1.04 | 12 | 1 | 7.5 | 7.5 | 0 | 0 | 0 | 0 | 0 | 0 | 0 | 0 | 0 | 0 | 10 | 0 | 0 | 0 | 0
7406 | 7.5 | 0 | 0 | 0 | 1.04 | 12 | 1 | 7.5 | 7.5 | 0 | 0 | 0 | 0 | 0 | 0 | 0 | 0 | 0 | 0 | 10 | 0 | 0 | 0 | 0
7406 | 0 | 0 | 0 | 0 | 1.04 | 5.28 | 0 | 4.4 | 1.32 | 0 | 0 | 0 | 0 | 0 | 0 | 0 | 0 | 0 | 0 | 4.4 | 0 | 0 | 0 | 0
7045 | 187.92 | 37.1 | 95.92 | -20.92 | 1.03 | 226.14 | 1 | 188.45 | 56.53 | 0 | 0 | 0 | 0 | 0 | 0 | 0 | 0 | 0 | 0 | 188.45 | 0 | 0 | 0 | 0
7406 | 187.92 | 78.22 | 95.92 | -20.92 | 1.03 | 226.14 | 1 | 188.45 | 56.53 | 0 | 0 | 0 | 0 | 0 | 0 | 0 | 0 | 0 | 0 | 188.45 | 0 | 0 | 0 | 0
7406 | 67.09 | -12.75 | 58.48 | -12.75 | 1 | 137.88 | 1 | 114.9 | 34.47 | 0 | 0 | 0 | 0 | 0 | 0 | 0 | 0 | 0 | 0 | 114.9 | 0 | 0 | 0 | 0
7406 | 67.09 | -12.75 | 58.48 | -12.75 | 1 | 137.88 | 1 | 114.9 | 34.47 | 0 | 0 | 0 | 0 | 0 | 0 | 0 | 0 | 0 | 0 | 114.9 | 0 | 0 | 0 | 0
7406 | 67.09 | -12.75 | 58.48 | -12.75 | 1 | 137.88 | 1 | 114.9 | 34.47 | 0 | 0 | 0 | 0 | 0 | 0 | 0 | 0 | 0 | 0 | 114.9 | 0 | 0 | 0 | 0
7406 | 83.17 | -12.75 | 58.48 | -12.75 | 1 | 137.88 | 1 | 114.9 | 34.47 | 0 | 0 | 0 | 0 | 0 | 0 | 0 | 0 | 0 | 0 | 114.9 | 0 | 0 | 0 | 0
7406 | 83.17 | -12.75 | 58.48 | -12.75 | 1 | 137.88 | 1 | 114.9 | 34.47 | 0 | 0 | 0 | 0 | 0 | 0 | 0 | 0 | 0 | 0 | 114.9 | 0 | 0 | 0 | 0
7406 | 68.1 | -12.75 | 58.48 | -12.75 | 1 | 137.88 | 1 | 114.9 | 34.47 | 0 | 0 | 0 | 0 | 0 | 0 | 0 | 0 | 0 | 0 | 114.9 | 0 | 0 | 0 | 0
7422 | 159.89 | 37.81 | 116.38 | -25.38 | 1.04 | 274.38 | 1 | 228.65 | 68.59 | 0 | 0 | 0 | 0 | 0 | 0 | 0 | 0 | 0 | 0 | 228.65 | 0 | 0 | 0 | 0
7422 | 165.51 | 29.6 | 116.38 | -25.38 | 1.04 | 274.38 | 1 | 228.65 | 68.59 | 0 | 0 | 0 | 0 | 0 | 0 | 0 | 0 | 0 | 0 | 228.65 | 0 | 0 | 0 | 0
7422 | 165.51 | 29.93 | 116.38 | -25.38 | 1.04 | 274.38 | 1 | 228.65 | 68.59 | 0 | 0 | 0 | 0 | 0 | 0 | 0 | 0 | 0 | 0 | 228.65 | 0 | 0 | 0 | 0
7422 | 165.51 | 36.62 | 116.38 | -25.38 | 1.04 | 274.38 | 1 | 228.65 | 68.59 | 0 | 0 | 0 | 0 | 0 | 0 | 0 | 0 | 0 | 0 | 228.65 | 0 | 0 | 0 | 0
7098 | -377.99 | 199.11 | 498.38 | -111.05 | 1 | 1625.16 | 1 | 1354.3 | 406.29 | 0 | 0 | 0 | 0 | 0 | 0 | 0 | 0 | 0 | 0 | 1354.3 | 0 | 0 | 0 | 0
7406 | 1350.52 | 6.01 | 498.38 | -111.05 | 1 | 1625.16 | 1 | 1354.3 | 406.29 | 0 | 0 | 0 | 0 | 0 | 0 | 0 | 0 | 0 | 0 | 1354.3 | 0 | 0 | 0 | 0
7400 | 149.58 | 76.35 | 76.35 | -16.65 | 1.04 | 180 | 1 | 150 | 45 | 0 | 0 | 0 | 0 | 0 | 0 | 0 | 0 | 0 | 0 | 150 | 0 | 0 | 0 | 0
7400 | 50.86 | 20.02 | 25.96 | -5.66 | 1.04 | 61.2 | 1 | 51 | 15.3 | 0 | 0 | 0 | 0 | 0 | 0 | 0 | 0 | 0 | 0 | 51 | 0 | 0 | 0 | 0
7400 | 50.86 | 24.3 | 25.96 | -5.66 | 1.04 | 61.2 | 1 | 51 | 15.3 | 0 | 0 | 0 | 0 | 0 | 0 | 0 | 0 | 0 | 0 | 51 | 0 | 0 | 0 | 0
7400 | 195.45 | 49.93 | 99.76 | -21.76 | 1.04 | 235.2 | 1 | 196 | 58.8 | 0 | 0 | 0 | 0 | 0 | 0 | 0 | 0 | 0 | 0 | 196 | 0 | 0 | 0 | 0
7400 | 195.45 | 48.69 | 99.76 | -21.76 | 1.04 | 235.2 | 1 | 196 | 58.8 | 0 | 0 | 0 | 0 | 0 | 0 | 0 | 0 | 0 | 0 | 196 | 0 | 0 | 0 | 0
7400 | 195.45 | 77.51 | 99.76 | -21.76 | 1.04 | 235.2 | 1 | 196 | 58.8 | 0 | 0 | 0 | 0 | 0 | 0 | 0 | 0 | 0 | 0 | 196 | 0 | 0 | 0 | 0
7400 | 195.45 | 41.78 | 99.76 | -21.76 | 1.04 | 235.2 | 1 | 196 | 58.8 | 0 | 0 | 0 | 0 | 0 | 0 | 0 | 0 | 0 | 0 | 196 | 0 | 0 | 0 | 0
7400 | 195.45 | 82.31 | 99.76 | -21.76 | 1.04 | 235.2 | 1 | 196 | 58.8 | 0 | 0 | 0 | 0 | 0 | 0 | 0 | 0 | 0 | 0 | 196 | 0 | 0 | 0 | 0
7400 | 195.45 | 82.67 | 99.76 | -21.76 | 1.04 | 235.2 | 1 | 196 | 58.8 | 0 | 0 | 0 | 0 | 0 | 0 | 0 | 0 | 0 | 0 | 196 | 0 | 0 | 0 | 0
7427 | 0 | 0 | 1.88 | -0.41 | 1.04 | 4.44 | 0 | 3.7 | 1.11 | 0 | 0 | 0 | 0 | 0 | 0 | 0 | 0 | 0 | 0 | 3.7 | 0 | 0 | 0 | 0
7427 | 0 | 0 | 2.19 | -0.48 | 1.04 | 5.16 | 0 | 4.3 | 1.29 | 0 | 0 | 0 | 0 | 0 | 0 | 0 | 0 | 0 | 0 | 4.3 | 0 | 0 | 0 | 0
7138 | 16.25 | -1.81 | 8.3 | -1.81 | 1 | 19.56 | 1 | 16.3 | 4.89 | 0 | 0 | 0 | 0 | 0 | 0 | 0 | 0 | 0 | 0 | 16.3 | 0 | 0 | 0 | 0
7138 | 205.97 | -22.93 | 105.13 | -22.93 | 1 | 247.86 | 1 | 206.55 | 61.97 | 0 | 0 | 0 | 0 | 0 | 0 | 0 | 0 | 0 | 0 | 206.55 | 0 | 0 | 0 | 0
7138 | 205.97 | -22.93 | 105.13 | -22.93 | 1 | 247.86 | 1 | 206.55 | 61.97 | 0 | 0 | 0 | 0 | 0 | 0 | 0 | 0 | 0 | 0 | 206.55 | 0 | 0 | 0 | 0
7138 | 205.97 | -22.93 | 105.13 | -22.93 | 1 | 247.86 | 1 | 206.55 | 61.97 | 0 | 0 | 0 | 0 | 0 | 0 | 0 | 0 | 0 | 0 | 206.55 | 0 | 0 | 0 | 0
7138 | 205.97 | -22.93 | 105.13 | -22.93 | 1 | 247.86 | 1 | 206.55 | 61.97 | 0 | 0 | 0 | 0 | 0 | 0 | 0 | 0 | 0 | 0 | 206.55 | 0 | 0 | 0 | 0
7138 | 379.64 | -42.26 | 193.78 | -42.26 | 1 | 456.84 | 1 | 380.7 | 114.21 | 0 | 0 | 0 | 0 | 0 | 0 | 0 | 0 | 0 | 0 | 380.7 | 0 | 0 | 0 | 0
7138 | 58.84 | -6.55 | 30.03 | -6.55 | 1 | 70.8 | 1 | 59 | 17.7 | 0 | 0 | 0 | 0 | 0 | 0 | 0 | 0 | 0 | 0 | 59 | 0 | 0 | 0 | 0
7138 | 58.84 | -6.55 | 30.03 | -6.55 | 1 | 70.8 | 1 | 59 | 17.7 | 0 | 0 | 0 | 0 | 0 | 0 | 0 | 0 | 0 | 0 | 59 | 0 | 0 | 0 | 0
7138 | 58.84 | -6.55 | 30.03 | -6.55 | 1 | 70.8 | 1 | 59 | 17.7 | 0 | 0 | 0 | 0 | 0 | 0 | 0 | 0 | 0 | 0 | 59 | 0 | 0 | 0 | 0
7138 | 58.84 | -6.55 | 30.03 | -6.55 | 1 | 70.8 | 1 | 59 | 17.7 | 0 | 0 | 0 | 0 | 0 | 0 | 0 | 0 | 0 | 0 | 59 | 0 | 0 | 0 | 0
7145 | 10.17 | -1.13 | 5.19 | -1.13 | 1.01 | 12.24 | 1 | 10.2 | 3.06 | 0 | 0 | 0 | 0 | 0 | 0 | 0 | 0 | 0 | 0 | 10.2 | 0 | 0 | 0 | 0
7389 | 110.29 | 56.3 | 56.3 | -12.28 | 1.04 | 132.72 | 1 | 110.6 | 33.18 | 0 | 0 | 0 | 0 | 0 | 0 | 0 | 0 | 0 | 0 | 110.6 | 0 | 0 | 0 | 0
7389 | 110.29 | 56.3 | 56.3 | -12.28 | 1.04 | 132.72 | 1 | 110.6 | 33.18 | 0 | 0 | 0 | 0 | 0 | 0 | 0 | 0 | 0 | 0 | 110.6 | 0 | 0 | 0 | 0
7389 | 110.29 | 56.3 | 56.3 | -12.28 | 1.04 | 132.72 | 1 | 110.6 | 33.18 | 0 | 0 | 0 | 0 | 0 | 0 | 0 | 0 | 0 | 0 | 110.6 | 0 | 0 | 0 | 0
7389 | 110.29 | 56.3 | 56.3 | -12.28 | 1.04 | 132.72 | 1 | 110.6 | 33.18 | 0 | 0 | 0 | 0 | 0 | 0 | 0 | 0 | 0 | 0 | 110.6 | 0 | 0 | 0 | 0
7389 | 110.29 | 54.93 | 56.3 | -12.28 | 1.04 | 132.72 | 1 | 110.6 | 33.18 | 0 | 0 | 0 | 0 | 0 | 0 | 0 | 0 | 0 | 0 | 110.6 | 0 | 0 | 0 | 0
7389 | 110.29 | 45.65 | 56.3 | -12.28 | 1.04 | 132.72 | 1 | 110.6 | 33.2 | 0 | 0 | 0 | 0 | 0 | 0 | 0 | 0 | 0 | 0 | 110.6 | 0 | 0 | 0 | 0
7389 | 87.48 | 44.65 | 44.65 | -9.74 | 1.04 | 105.26 | 1 | 87.72 | 26.32 | 0 | 0 | 0 | 0 | 0 | 0 | 0 | 0 | 0 | 0 | 87.72 | 0 | 0 | 0 | 0
7389 | 87.48 | 44.65 | 44.65 | -9.74 | 1.04 | 105.26 | 1 | 87.72 | 26.3 | 0 | 0 | 0 | 0 | 0 | 0 | 0 | 0 | 0 | 0 | 87.72 | 0 | 0 | 0 | 0
7170 | 333.76 | 130.81 | 178.59 | -38.95 | 1.04 | 421.04 | 1 | 350.87 | 105.26 | 0 | 0 | 0 | 0 | 0 | 0 | 0 | 0 | 0 | 0 | 350.87 | 0 | 0 | 0 | 0
7400 | 6.88 | 3.51 | 3.51 | -0.77 | 1.03 | 8.28 | 1 | 6.9 | 2.07 | 0 | 0 | 0 | 0 | 0 | 0 | 0 | 0 | 0 | 0 | 6.9 | 0 | 0 | 0 | 0
7400 | 47.87 | 13.81 | 24.43 | -5.33 | 1.03 | 57.6 | 1 | 48 | 14.4 | 0 | 0 | 0 | 0 | 0 | 0 | 0 | 0 | 0 | 0 | 48 | 0 | 0 | 0 | 0
7400 | 0 | 0 | 2.55 | -0.55 | 1.03 | 6 | 0 | 5 | 1.5 | 0 | 0 | 0 | 0 | 0 | 0 | 0 | 0 | 0 | 0 | 5 | 0 | 0 | 0 | 0
7400 | 34.9 | 17.81 | 17.81 | -3.88 | 1.03 | 42 | 1 | 35 | 10.5 | 0 | 0 | 0 | 0 | 0 | 0 | 0 | 0 | 0 | 0 | 35 | 0 | 0 | 0 | 0
7400 | 7.48 | 3.82 | 3.82 | -0.83 | 1.03 | 9 | 1 | 7.5 | 2.25 | 0 | 0 | 0 | 0 | 0 | 0 | 0 | 0 | 0 | 0 | 7.5 | 0 | 0 | 0 | 0
7400 | 230.31 | 49.08 | 117.55 | -25.64 | 1.03 | 277.14 | 1 | 230.95 | 69.28 | 0 | 0 | 0 | 0 | 0 | 0 | 0 | 0 | 0 | 0 | 230.95 | 0 | 0 | 0 | 0
7400 | 230.31 | 42.27 | 117.55 | -25.64 | 1.03 | 277.14 | 1 | 230.95 | 69.28 | 0 | 0 | 0 | 0 | 0 | 0 | 0 | 0 | 0 | 0 | 230.95 | 0 | 0 | 0 | 0
7400 | 230.31 | 76.74 | 117.55 | -25.64 | 1.03 | 277.14 | 1 | 230.95 | 69.28 | 0 | 0 | 0 | 0 | 0 | 0 | 0 | 0 | 0 | 0 | 230.95 | 0 | 0 | 0 | 0
7400 | 230.31 | 117.55 | 117.55 | -25.64 | 1.03 | 277.14 | 1 | 230.95 | 69.28 | 0 | 0 | 0 | 0 | 0 | 0 | 0 | 0 | 0 | 0 | 230.95 | 0 | 0 | 0 | 0
7208 | 0 | 0 | 2.04 | -0.44 | 1.04 | 4.8 | 0 | 4 | 1.2 | 0 | 0 | 0 | 0 | 0 | 0 | 0 | 0 | 0 | 0 | 4 | 0 | 0 | 0 | 0
7208 | 762.86 | 84.91 | 389.39 | -84.92 | 1.04 | 918 | 1 | 765 | 229.5 | 0 | 0 | 0 | 0 | 0 | 0 | 0 | 0 | 0 | 0 | 765 | 0 | 0 | 0 | 0
7208 | 762.86 | 111.04 | 389.39 | -84.92 | 1.04 | 918 | 1 | 765 | 229.5 | 0 | 0 | 0 | 0 | 0 | 0 | 0 | 0 | 0 | 0 | 765 | 0 | 0 | 0 | 0
7208 | 178 | 29.21 | 90.86 | -19.81 | 1.04 | 214.2 | 1 | 178.5 | 53.55 | 0 | 0 | 0 | 0 | 0 | 0 | 0 | 0 | 0 | 0 | 178.5 | 0 | 0 | 0 | 0
7208 | 178 | 40.97 | 90.86 | -19.81 | 1.04 | 214.2 | 1 | 178.5 | 53.55 | 0 | 0 | 0 | 0 | 0 | 0 | 0 | 0 | 0 | 0 | 178.5 | 0 | 0 | 0 | 0
7208 | 178 | 26.57 | 90.86 | -19.81 | 1.04 | 214.2 | 1 | 178.5 | 53.55 | 0 | 0 | 0 | 0 | 0 | 0 | 0 | 0 | 0 | 0 | 178.5 | 0 | 0 | 0 | 0
7138 | 303.75 | -33.81 | 155.04 | -33.81 | 1.01 | 365.52 | 1 | 304.6 | 91.38 | 0 | 0 | 0 | 0 | 0 | 0 | 0 | 0 | 0 | 0 | 304.6 | 0 | 0 | 0 | 0
7138 | 90.39 | -10.06 | 46.14 | -10.06 | 1.01 | 108.77 | 1 | 90.64 | 27.19 | 0 | 0 | 0 | 0 | 0 | 0 | 0 | 0 | 0 | 0 | 90.64 | 0 | 0 | 0 | 0
7138 | 90.39 | -10.06 | 46.14 | -10.06 | 1.01 | 108.77 | 1 | 90.64 | 27.19 | 0 | 0 | 0 | 0 | 0 | 0 | 0 | 0 | 0 | 0 | 90.64 | 0 | 0 | 0 | 0
7138 | 90.39 | -10.06 | 46.14 | -10.06 | 1.01 | 108.77 | 1 | 90.64 | 27.19 | 0 | 0 | 0 | 0 | 0 | 0 | 0 | 0 | 0 | 0 | 90.64 | 0 | 0 | 0 | 0
7138 | 180.77 | -20.12 | 92.27 | -20.12 | 1.01 | 217.54 | 1 | 181.28 | 54.38 | 0 | 0 | 0 | 0 | 0 | 0 | 0 | 0 | 0 | 0 | 181.28 | 0 | 0 | 0 | 0
7400 | 0 | 0 | 13.08 | -2.85 | 1.04 | 30.84 | 0 | 25.7 | 7.71 | 0 | 0 | 0 | 0 | 0 | 0 | 0 | 0 | 0 | 0 | 25.7 | 0 | 0 | 0 | 0
7400 | 0 | 0 | 7.64 | -1.67 | 1.04 | 18 | 0 | 15 | 4.5 | 0 | 0 | 0 | 0 | 0 | 0 | 0 | 0 | 0 | 0 | 15 | 0 | 0 | 0 | 0
7400 | 0 | 0 | 0 | 0 | 1.04 | 9 | 0 | 7.5 | 2.25 | 0 | 0 | 0 | 0 | 0 | 0 | 0 | 0 | 0 | 0 | 7.5 | 0 | 0 | 0 | 0
7400 | 21.22 | 0 | 0 | 0 | 1.04 | 33.96 | 1 | 21.22 | 21.22 | 0 | 0 | 0 | 0 | 0 | 0 | 0 | 0 | 0 | 0 | 28.3 | 0 | 0 | 0 | 0
7400 | 21.22 | 0 | 0 | 0 | 1.04 | 33.96 | 1 | 21.22 | 21.22 | 0 | 0 | 0 | 0 | 0 | 0 | 0 | 0 | 0 | 0 | 28.3 | 0 | 0 | 0 | 0
7400 | 21.22 | 0 | 0 | 0 | 1.04 | 33.96 | 1 | 21.22 | 21.22 | 0 | 0 | 0 | 0 | 0 | 0 | 0 | 0 | 0 | 0 | 28.3 | 0 | 0 | 0 | 0
7400 | 21.22 | 0 | 0 | 0 | 1.04 | 33.96 | 1 | 21.22 | 21.22 | 0 | 0 | 0 | 0 | 0 | 0 | 0 | 0 | 0 | 0 | 28.3 | 0 | 0 | 0 | 0
7400 | 42.45 | 0 | 0 | 0 | 1.04 | 67.92 | 1 | 42.45 | 42.45 | 0 | 0 | 0 | 0 | 0 | 0 | 0 | 0 | 0 | 0 | 56.6 | 0 | 0 | 0 | 0
7311 | 96.41 | 49.21 | 49.21 | -10.73 | 1.04 | 116.02 | 1 | 96.68 | 29 | 0 | 0 | 0 | 0 | 0 | 0 | 0 | 0 | 0 | 0 | 96.68 | 0 | 0 | 0 | 0
7311 | 96.41 | 49.21 | 49.21 | -10.73 | 1.04 | 116.02 | 1 | 96.68 | 29 | 0 | 0 | 0 | 0 | 0 | 0 | 0 | 0 | 0 | 0 | 96.68 | 0 | 0 | 0 | 0
7311 | 0 | 0 | 49.21 | -10.73 | 1.04 | 116.02 | 0 | 96.68 | 29 | 0 | 0 | 0 | 0 | 0 | 0 | 0 | 0 | 0 | 0 | 96.68 | 0 | 0 | 0 | 0
7311 | 96.41 | 49.21 | 49.21 | -10.73 | 1.04 | 116.02 | 1 | 96.68 | 29 | 0 | 0 | 0 | 0 | 0 | 0 | 0 | 0 | 0 | 0 | 96.68 | 0 | 0 | 0 | 0
7311 | 192.83 | 98.42 | 98.42 | -21.46 | 1.04 | 232.04 | 1 | 193.37 | 58.01 | 0 | 0 | 0 | 0 | 0 | 0 | 0 | 0 | 0 | 0 | 193.37 | 0 | 0 | 0 | 0
7422 | 37.82 | -13.82 | 63.36 | -13.82 | 1.02 | 149.37 | 1 | 124.48 | 37.34 | 0 | 0 | 0 | 0 | 0 | 0 | 0 | 0 | 0 | 0 | 124.47 | 0 | 0 | 0 | 0
7422 | 37.82 | -13.82 | 63.36 | -13.82 | 1.02 | 149.37 | 1 | 124.48 | 37.34 | 0 | 0 | 0 | 0 | 0 | 0 | 0 | 0 | 0 | 0 | 124.47 | 0 | 0 | 0 | 0
7422 | 37.82 | -13.82 | 63.36 | -13.82 | 1.02 | 149.37 | 1 | 124.48 | 37.34 | 0 | 0 | 0 | 0 | 0 | 0 | 0 | 0 | 0 | 0 | 124.47 | 0 | 0 | 0 | 0
7422 | 37.82 | -13.82 | 63.36 | -13.82 | 1.02 | 149.37 | 1 | 124.48 | 37.34 | 0 | 0 | 0 | 0 | 0 | 0 | 0 | 0 | 0 | 0 | 124.47 | 0 | 0 | 0 | 0
7069 | 30.97 | 42.25 | 51.87 | -11.31 | 1.04 | 122.28 | 1 | 101.9 | 30.57 | 0 | 0 | 0 | 0 | 0 | 0 | 0 | 0 | 0 | 0 | 101.9 | 0 | 0 | 0 | 0
7400 | 0 | 0 | 2.19 | -0.57 | 1.04 | 5.64 | 0 | 4.7 | 1.41 | 0 | 0 | 0 | 0 | 0 | 0 | 0 | 0 | 0 | 0 | 4.7 | 0 | 0 | 0 | 0
7400 | 137.81 | 153.88 | 211.33 | -55.33 | 1.04 | 544.2 | 1 | 453.5 | 136.05 | 0 | 0 | 0 | 0 | 0 | 0 | 0 | 0 | 0 | 0 | 453.5 | 0 | 0 | 0 | 0
7353 | 312.95 | 139.37 | 159.74 | -34.83 | 1.04 | 376.59 | 1 | 313.83 | 94.15 | 0 | 0 | 0 | 0 | 0 | 0 | 0 | 0 | 0 | 0 | 313.83 | 0 | 0 | 0 | 0
7353 | 312.95 | 60.08 | 159.74 | -34.83 | 1.04 | 376.59 | 1 | 313.83 | 94.15 | 0 | 0 | 0 | 0 | 0 | 0 | 0 | 0 | 0 | 0 | 313.83 | 0 | 0 | 0 | 0
7353 | 312.95 | 47.25 | 159.74 | -34.83 | 1.04 | 376.59 | 1 | 313.83 | 94.15 | 0 | 0 | 0 | 0 | 0 | 0 | 0 | 0 | 0 | 0 | 313.83 | 0 | 0 | 0 | 0
7353 | 312.95 | 49.14 | 159.74 | -34.83 | 1.04 | 376.59 | 1 | 313.83 | 94.15 | 0 | 0 | 0 | 0 | 0 | 0 | 0 | 0 | 0 | 0 | 313.83 | 0 | 0 | 0 | 0
7353 | 594.84 | 76.49 | 348.26 | -75.95 | 1.04 | 821.04 | 1 | 684.2 | 205.26 | 0 | 0 | 0 | 0 | 0 | 0 | 0 | 0 | 0 | 0 | 684.2 | 0 | 0 | 0 | 0
7353 | 591.07 | 124.13 | 348.26 | -75.95 | 1.04 | 821.04 | 1 | 684.2 | 205.26 | 0 | 0 | 0 | 0 | 0 | 0 | 0 | 0 | 0 | 0 | 684.2 | 0 | 0 | 0 | 0
7353 | 591.07 | 123.23 | 348.26 | -75.95 | 1.04 | 821.04 | 1 | 684.2 | 205.26 | 0 | 0 | 0 | 0 | 0 | 0 | 0 | 0 | 0 | 0 | 684.2 | 0 | 0 | 0 | 0
7353 | 591.02 | 128.79 | 348.26 | -75.95 | 1.04 | 821.04 | 1 | 684.2 | 205 | 0 | 0 | 0 | 0 | 0 | 0 | 0 | 0 | 0 | 0 | 684.2 | 0 | 0 | 0 | 0
7353 | 16.25 | 8.3 | 8.3 | -1.81 | 1.04 | 19.56 | 1 | 16.3 | 4.89 | 0 | 0 | 0 | 0 | 0 | 0 | 0 | 0 | 0 | 0 | 16.3 | 0 | 0 | 0 | 0
7353 | 224.57 | 39.17 | 114.63 | -25 | 1.04 | 270.24 | 1 | 225.2 | 67.56 | 0 | 0 | 0 | 0 | 0 | 0 | 0 | 0 | 0 | 0 | 225.2 | 0 | 0 | 0 | 0
7353 | 224.57 | 86.67 | 114.63 | -25 | 1.04 | 270.24 | 1 | 225.2 | 67.56 | 0 | 0 | 0 | 0 | 0 | 0 | 0 | 0 | 0 | 0 | 225.2 | 0 | 0 | 0 | 0
7353 | 224.57 | 52.95 | 114.63 | -25 | 1.04 | 270.24 | 1 | 225.2 | 67.56 | 0 | 0 | 0 | 0 | 0 | 0 | 0 | 0 | 0 | 0 | 225.2 | 0 | 0 | 0 | 0
7353 | 102.41 | 32.4 | 52.27 | -11.4 | 1.04 | 123.24 | 1 | 102.7 | 30.81 | 0 | 0 | 0 | 0 | 0 | 0 | 0 | 0 | 0 | 0 | 102.7 | 0 | 0 | 0 | 0
7400 | 106.97 | 32.85 | 54.6 | -11.91 | 1.04 | 128.72 | 1 | 107.27 | 32.18 | 0 | 0 | 0 | 0 | 0 | 0 | 0 | 0 | 0 | 0 | 107.27 | 0 | 0 | 0 | 0
7400 | 106.97 | 26.39 | 54.6 | -11.91 | 1.04 | 128.72 | 1 | 107.27 | 32.18 | 0 | 0 | 0 | 0 | 0 | 0 | 0 | 0 | 0 | 0 | 107.27 | 0 | 0 | 0 | 0
7400 | 106.97 | 31.59 | 54.6 | -11.91 | 1.04 | 128.72 | 1 | 107.27 | 32.18 | 0 | 0 | 0 | 0 | 0 | 0 | 0 | 0 | 0 | 0 | 107.27 | 0 | 0 | 0 | 0
7400 | 106.97 | 33.74 | 54.6 | -11.91 | 1.04 | 128.72 | 1 | 107.27 | 32.18 | 0 | 0 | 0 | 0 | 0 | 0 | 0 | 0 | 0 | 0 | 107.27 | 0 | 0 | 0 | 0
7400 | 106.97 | 54.6 | 54.6 | -11.91 | 1.04 | 128.72 | 1 | 107.27 | 32.18 | 0 | 0 | 0 | 0 | 0 | 0 | 0 | 0 | 0 | 0 | 107.27 | 0 | 0 | 0 | 0
7400 | 106.97 | 41.49 | 54.6 | -11.91 | 1.04 | 128.72 | 1 | 107.27 | 32.18 | 0 | 0 | 0 | 0 | 0 | 0 | 0 | 0 | 0 | 0 | 107.27 | 0 | 0 | 0 | 0
7375 | 183.15 | 40.55 | 93.48 | -20.39 | 1.04 | 220.39 | 1 | 183.66 | 55.1 | 0 | 0 | 0 | 0 | 0 | 0 | 0 | 0 | 0 | 0 | 183.66 | 0 | 0 | 0 | 0
7400 | 183.15 | 44.01 | 93.48 | -20.39 | 1.04 | 220.39 | 1 | 183.66 | 55.1 | 0 | 0 | 0 | 0 | 0 | 0 | 0 | 0 | 0 | 0 | 183.66 | 0 | 0 | 0 | 0
7400 | 183.15 | 56.14 | 93.48 | -20.39 | 1.04 | 220.39 | 1 | 183.66 | 55.1 | 0 | 0 | 0 | 0 | 0 | 0 | 0 | 0 | 0 | 0 | 183.66 | 0 | 0 | 0 | 0
7400 | 183.15 | 45.67 | 93.48 | -20.39 | 1.04 | 220.39 | 1 | 183.66 | 55.1 | 0 | 0 | 0 | 0 | 0 | 0 | 0 | 0 | 0 | 0 | 183.66 | 0 | 0 | 0 | 0
7400 | 183.15 | 49.27 | 93.48 | -20.39 | 1.04 | 220.39 | 1 | 183.66 | 55.1 | 0 | 0 | 0 | 0 | 0 | 0 | 0 | 0 | 0 | 0 | 183.66 | 0 | 0 | 0 | 0
7389 | 541.28 | 276.29 | 276.29 | -60.25 | 1.04 | 651.36 | 1 | 542.8 | 162.84 | 0 | 0 | 0 | 0 | 0 | 0 | 0 | 0 | 0 | 0 | 542.8 | 0 | 0 | 0 | 0
7400 | 71.8 | -7.99 | 36.65 | -7.99 | 1 | 86.4 | 1 | 72 | 21.6 | 0 | 0 | 0 | 0 | 0 | 0 | 0 | 0 | 0 | 0 | 72 | 0 | 0 | 0 | 0
7400 | 71.8 | -7.99 | 36.65 | -7.99 | 1 | 86.4 | 1 | 72 | 21.6 | 0 | 0 | 0 | 0 | 0 | 0 | 0 | 0 | 0 | 0 | 72 | 0 | 0 | 0 | 0
7400 | 71.8 | -7.99 | 36.65 | -7.99 | 1 | 86.4 | 1 | 72 | 21.6 | 0 | 0 | 0 | 0 | 0 | 0 | 0 | 0 | 0 | 0 | 72 | 0 | 0 | 0 | 0
7400 | 71.8 | -7.99 | 36.65 | -7.99 | 1 | 86.4 | 1 | 72 | 21.6 | 0 | 0 | 0 | 0 | 0 | 0 | 0 | 0 | 0 | 0 | 72 | 0 | 0 | 0 | 0
7400 | 143.6 | -15.98 | 73.3 | -15.98 | 1 | 172.8 | 1 | 144 | 43.2 | 0 | 0 | 0 | 0 | 0 | 0 | 0 | 0 | 0 | 0 | 144 | 0 | 0 | 0 | 0
7400 | 445.15 | -49.55 | 227.22 | -49.55 | 1 | 535.68 | 1 | 446.4 | 133.92 | 0 | 0 | 0 | 0 | 0 | 0 | 0 | 0 | 0 | 0 | 446.4 | 0 | 0 | 0 | 0
7406 | 62.92 | 32.12 | 32.12 | -7 | 1.04 | 75.72 | 1 | 63.1 | 18.93 | 0 | 0 | 0 | 0 | 0 | 0 | 0 | 0 | 0 | 0 | 63.1 | 0 | 0 | 0 | 0
7406 | 309.13 | 157.79 | 157.79 | -34.41 | 1.04 | 372 | 1 | 310 | 93 | 0 | 0 | 0 | 0 | 0 | 0 | 0 | 0 | 0 | 0 | 310 | 0 | 0 | 0 | 0
7406 | 102.11 | 52.12 | 52.12 | -11.37 | 1.03 | 122.88 | 1 | 102.4 | 30.72 | 0 | 0 | 0 | 0 | 0 | 0 | 0 | 0 | 0 | 0 | 102.4 | 0 | 0 | 0 | 0
7174 | 87.95 | 12.12 | 44.89 | -9.79 | 1 | 105.84 | 1 | 88.2 | 26.46 | 0 | 0 | 0 | 0 | 0 | 0 | 0 | 0 | 0 | 0 | 88.2 | 0 | 0 | 0 | 0
7174 | 87.95 | 12.12 | 44.89 | -9.79 | 1 | 105.84 | 1 | 88.2 | 26.46 | 0 | 0 | 0 | 0 | 0 | 0 | 0 | 0 | 0 | 0 | 88.2 | 0 | 0 | 0 | 0
7422 | 2.07 | 3.46 | 3.46 | -0.75 | 1.04 | 8.16 | 1 | 6.8 | 2.04 | 0 | 0 | 0 | 0 | 0 | 0 | 0 | 0 | 0 | 0 | 6.8 | 0 | 0 | 0 | 0
7422 | 52.33 | 50.12 | 87.65 | -19.11 | 1.04 | 206.64 | 1 | 172.2 | 51.66 | 0 | 0 | 0 | 0 | 0 | 0 | 0 | 0 | 0 | 0 | 172.2 | 0 | 0 | 0 | 0
7422 | 52.33 | 50.12 | 87.65 | -19.11 | 1.04 | 206.64 | 1 | 172.2 | 51.66 | 0 | 0 | 0 | 0 | 0 | 0 | 0 | 0 | 0 | 0 | 172.2 | 0 | 0 | 0 | 0
7422 | 34.19 | 50.12 | 57.26 | -12.49 | 1.04 | 135 | 1 | 112.5 | 33.75 | 0 | 0 | 0 | 0 | 0 | 0 | 0 | 0 | 0 | 0 | 112.5 | 0 | 0 | 0 | 0
7422 | 34.19 | 50.12 | 57.26 | -12.49 | 1.04 | 135 | 1 | 112.5 | 33.75 | 0 | 0 | 0 | 0 | 0 | 0 | 0 | 0 | 0 | 0 | 112.5 | 0 | 0 | 0 | 0
7422 | 34.19 | 50.12 | 57.26 | -12.49 | 1.04 | 135 | 1 | 112.5 | 33.75 | 0 | 0 | 0 | 0 | 0 | 0 | 0 | 0 | 0 | 0 | 112.5 | 0 | 0 | 0 | 0
7422 | 34.19 | 50.12 | 57.26 | -12.49 | 1.04 | 135 | 1 | 112.5 | 33.75 | 0 | 0 | 0 | 0 | 0 | 0 | 0 | 0 | 0 | 0 | 112.5 | 0 | 0 | 0 | 0
7422 | 58.07 | 50.12 | 97.27 | -21.21 | 1.04 | 229.32 | 1 | 191.1 | 57.33 | 0 | 0 | 0 | 0 | 0 | 0 | 0 | 0 | 0 | 0 | 191.1 | 0 | 0 | 0 | 0
7422 | 52.33 | 50.12 | 87.65 | -19.11 | 1.04 | 206.64 | 1 | 172.2 | 51.66 | 0 | 0 | 0 | 0 | 0 | 0 | 0 | 0 | 0 | 0 | 172.2 | 0 | 0 | 0 | 0
7422 | 52.33 | 50.12 | 87.65 | -19.11 | 1.04 | 206.64 | 1 | 172.2 | 51.66 | 0 | 0 | 0 | 0 | 0 | 0 | 0 | 0 | 0 | 0 | 172.2 | 0 | 0 | 0 | 0
7422 | 52.33 | 50.12 | 87.65 | -19.11 | 1.04 | 206.64 | 1 | 172.2 | 51.66 | 0 | 0 | 0 | 0 | 0 | 0 | 0 | 0 | 0 | 0 | 172.2 | 0 | 0 | 0 | 0
7428 | 30.55 | 27.28 | 51.16 | -11.16 | 1.04 | 120.62 | 1 | 100.52 | 30.16 | 0 | 0 | 0 | 0 | 0 | 0 | 0 | 0 | 0 | 0 | 100.52 | 0 | 0 | 0 | 0
7428 | 39.5 | 27.28 | 66.17 | -14.43 | 1.04 | 156 | 1 | 130 | 39 | 0 | 0 | 0 | 0 | 0 | 0 | 0 | 0 | 0 | 0 | 130 | 0 | 0 | 0 | 0
7428 | 39.5 | 27.28 | 66.17 | -14.43 | 1.04 | 156 | 1 | 130 | 39 | 0 | 0 | 0 | 0 | 0 | 0 | 0 | 0 | 0 | 0 | 130 | 0 | 0 | 0 | 0
7428 | 30.55 | 27.28 | 51.16 | -11.16 | 1.04 | 120.62 | 1 | 100.52 | 30.16 | 0 | 0 | 0 | 0 | 0 | 0 | 0 | 0 | 0 | 0 | 100.52 | 0 | 0 | 0 | 0
7428 | 30.55 | 27.28 | 51.16 | -11.16 | 1.04 | 120.62 | 1 | 100.52 | 30.16 | 0 | 0 | 0 | 0 | 0 | 0 | 0 | 0 | 0 | 0 | 100.52 | 0 | 0 | 0 | 0
7428 | 30.55 | 27.28 | 51.16 | -11.16 | 1.04 | 120.62 | 1 | 100.52 | 30.16 | 0 | 0 | 0 | 0 | 0 | 0 | 0 | 0 | 0 | 0 | 100.52 | 0 | 0 | 0 | 0
7428 | 30.55 | 27.28 | 51.16 | -11.16 | 1.04 | 120.62 | 1 | 100.52 | 30.16 | 0 | 0 | 0 | 0 | 0 | 0 | 0 | 0 | 0 | 0 | 100.52 | 0 | 0 | 0 | 0
7428 | 30.55 | 27.28 | 51.16 | -11.16 | 1.04 | 120.62 | 1 | 100.52 | 30.16 | 0 | 0 | 0 | 0 | 0 | 0 | 0 | 0 | 0 | 0 | 100.52 | 0 | 0 | 0 | 0
7428 | 22.79 | 27.28 | 38.17 | -8.33 | 1.04 | 90 | 1 | 75 | 22.5 | 0 | 0 | 0 | 0 | 0 | 0 | 0 | 0 | 0 | 0 | 75 | 0 | 0 | 0 | 0
7428 | 0 | 0 | 41.23 | -8.99 | 1.04 | 97.2 | 0 | 81 | 24.3 | 0 | 0 | 0 | 0 | 0 | 0 | 0 | 0 | 0 | 0 | 81 | 0 | 0 | 0 | 0
7428 | 3.56 | 5.96 | 5.96 | -1.3 | 1.04 | 14.04 | 1 | 11.7 | 3.51 | 0 | 0 | 0 | 0 | 0 | 0 | 0 | 0 | 0 | 0 | 11.7 | 0 | 0 | 0 | 0
7389 | 33 | 0 | 0 | 0 | 1.04 | 52.8 | 1 | 33 | 33 | 0 | 0 | 0 | 0 | 0 | 0 | 0 | 0 | 0 | 0 | 44 | 0 | 0 | 0 | 0
8033 | 0 | 0 | 119.58 | -26.08 | 1.04 | 281.91 | 0 | 234.93 | 70.48 | 0 | 0 | 0 | 0 | 0 | 0 | 0 | 0 | 0 | 0 | 234.93 | 0 | 0 | 0 | 0
7389 | 0 | 0 | 119.58 | -26.08 | 1.04 | 281.91 | 0 | 234.93 | 70.48 | 0 | 0 | 0 | 0 | 0 | 0 | 0 | 0 | 0 | 0 | 234.93 | 0 | 0 | 0 | 0
7389 | 0 | 0 | 119.58 | -26.08 | 1.04 | 281.91 | 0 | 234.93 | 70.48 | 0 | 0 | 0 | 0 | 0 | 0 | 0 | 0 | 0 | 0 | 234.93 | 0 | 0 | 0 | 0
7389 | 0 | 0 | 119.58 | -26.08 | 1.04 | 281.91 | 0 | 234.93 | 70.48 | 0 | 0 | 0 | 0 | 0 | 0 | 0 | 0 | 0 | 0 | 234.93 | 0 | 0 | 0 | 0
8070 | 172.19 | -19.17 | 87.89 | -19.17 | 1.01 | 207.2 | 1 | 172.67 | 51.8 | 0 | 0 | 0 | 0 | 0 | 0 | 0 | 0 | 0 | 0 | 172.67 | 0 | 0 | 0 | 0
8070 | 0 | 0 | 87.89 | -19.17 | 1.01 | 207.2 | 0 | 172.67 | 51.8 | 0 | 0 | 0 | 0 | 0 | 0 | 0 | 0 | 0 | 0 | 172.67 | 0 | 0 | 0 | 0
8070 | 172.19 | 87.89 | 87.89 | -19.17 | 1.04 | 207.2 | 1 | 172.67 | 51.8 | 0 | 0 | 0 | 0 | 0 | 0 | 0 | 0 | 0 | 0 | 172.67 | 0 | 0 | 0 | 0
8070 | 172.19 | -19.17 | 87.89 | -19.17 | 1.01 | 207.2 | 1 | 172.67 | 51.8 | 0 | 0 | 0 | 0 | 0 | 0 | 0 | 0 | 0 | 0 | 172.67 | 0 | 0 | 0 | 0
8070 | 0 | 0 | 87.89 | -19.17 | 1.01 | 207.2 | 0 | 172.67 | 51.8 | 0 | 0 | 0 | 0 | 0 | 0 | 0 | 0 | 0 | 0 | 172.67 | 0 | 0 | 0 | 0
8070 | 0 | 0 | 87.89 | -19.17 | 1.01 | 207.2 | 0 | 172.67 | 51.8 | 0 | 0 | 0 | 0 | 0 | 0 | 0 | 0 | 0 | 0 | 172.67 | 0 | 0 | 0 | 0
8060 | 0 | 0 | 276.52 | -72.39 | 1 | 712.08 | 0 | 593.4 | 178.02 | 0 | 0 | 0 | 0 | 0 | 0 | 0 | 0 | 0 | 0 | 593.4 | 0 | 0 | 0 | 0
8060 | 0 | 0 | 276.52 | -72.39 | 1 | 712.08 | 0 | 593.4 | 178.02 | 0 | 0 | 0 | 0 | 0 | 0 | 0 | 0 | 0 | 0 | 593.4 | 0 | 0 | 0 | 0
8070 | 0 | 0 | 431 | -112.84 | 1 | 1109.88 | 0 | 924.9 | 277.47 | 0 | 0 | 0 | 0 | 0 | 0 | 0 | 0 | 0 | 0 | 924.9 | 0 | 0 | 0 | 0
8070 | 922.32 | -81.81 | 431 | -112.84 | 1 | 1109.88 | 1 | 924.9 | 277.47 | 0 | 0 | 0 | 0 | 0 | 0 | 0 | 0 | 0 | 0 | 924.9 | 0 | 0 | 0 | 0
8077 | 234.24 | 11.1 | 119.56 | -26.07 | 1.03 | 281.88 | 1 | 234.9 | 70.47 | 0 | 0 | 0 | 0 | 0 | 0 | 0 | 0 | 0 | 0 | 234.9 | 0 | 0 | 0 | 0
8077 | 234.24 | 9.48 | 119.56 | -26.07 | 1.03 | 281.88 | 1 | 234.9 | 70.47 | 0 | 0 | 0 | 0 | 0 | 0 | 0 | 0 | 0 | 0 | 234.9 | 0 | 0 | 0 | 0
8077 | 234.24 | 10.99 | 119.56 | -26.07 | 1.03 | 281.88 | 1 | 234.9 | 70.47 | 0 | 0 | 0 | 0 | 0 | 0 | 0 | 0 | 0 | 0 | 234.9 | 0 | 0 | 0 | 0
8077 | 234.24 | 10.4 | 119.56 | -26.07 | 1.03 | 281.88 | 1 | 234.9 | 70.47 | 0 | 0 | 0 | 0 | 0 | 0 | 0 | 0 | 0 | 0 | 234.9 | 0 | 0 | 0 | 0
8087 | 0 | 0 | 418.33 | -109.52 | 1.04 | 1077.24 | 0 | 897.7 | 269.31 | 0 | 0 | 0 | 0 | 0 | 0 | 0 | 0 | 0 | 0 | 897.7 | 0 | 0 | 0 | 0
8087 | 895.19 | 157.09 | 418.33 | -109.52 | 1.04 | 1077.24 | 1 | 897.7 | 269.31 | 0 | 0 | 0 | 0 | 0 | 0 | 0 | 0 | 0 | 0 | 897.7 | 0 | 0 | 0 | 0
8116 | 85.5 | 0 | 0 | 0 | 1.04 | 136.8 | 1 | 85.5 | 85.5 | 0 | 0 | 0 | 0 | 0 | 0 | 0 | 0 | 0 | 0 | 114 | 0 | 0 | 0 | 0
8116 | 0 | 0 | 4.66 | -1.22 | 1.04 | 12 | 0 | 10 | 3 | 0 | 0 | 0 | 0 | 0 | 0 | 0 | 0 | 0 | 0 | 10 | 0 | 0 | 0 | 0
8116 | 0 | 0 | 163.89 | -42.91 | 1.04 | 422.04 | 0 | 351.7 | 105.51 | 0 | 0 | 0 | 0 | 0 | 0 | 0 | 0 | 0 | 0 | 351.7 | 0 | 0 | 0 | 0
8116 | 227.51 | 90.76 | 163.89 | -42.91 | 1.04 | 422.04 | 1 | 351.7 | 105.51 | 0 | 0 | 0 | 0 | 0 | 0 | 0 | 0 | 0 | 0 | 351.7 | 0 | 0 | 0 | 0
8129 | 658.16 | -38.52 | 307.56 | -80.52 | 1.03 | 792 | 1 | 660 | 198 | 0 | 0 | 0 | 0 | 0 | 0 | 0 | 0 | 0 | 0 | 660 | 0 | 0 | 0 | 0
8129 | 658.16 | -4.37 | 307.56 | -80.52 | 1.03 | 792 | 1 | 660 | 198 | 0 | 0 | 0 | 0 | 0 | 0 | 0 | 0 | 0 | 0 | 660 | 0 | 0 | 0 | 0
8129 | 658.16 | -27.45 | 307.56 | -80.52 | 1.03 | 792 | 1 | 660 | 198 | 0 | 0 | 0 | 0 | 0 | 0 | 0 | 0 | 0 | 0 | 660 | 0 | 0 | 0 | 0
8060 | 0 | 0 | 1.86 | -0.49 | 1.03 | 4.8 | 0 | 4 | 1.2 | 0 | 0 | 0 | 0 | 0 | 0 | 0 | 0 | 0 | 0 | 4 | 0 | 0 | 0 | 0
8060 | 0 | 0 | 111.51 | -29.19 | 1.03 | 287.16 | 0 | 239.3 | 71.79 | 0 | 0 | 0 | 0 | 0 | 0 | 0 | 0 | 0 | 0 | 239.3 | 0 | 0 | 0 | 0
7389 | 0 | 0 | 11.2 | -2.44 | 1 | 26.4 | 0 | 22 | 6.6 | 0 | 0 | 0 | 0 | 0 | 0 | 0 | 0 | 0 | 0 | 22 | 0 | 0 | 0 | 0
8087 | 0 | 0 | 81.36 | -21.3 | 1 | 209.52 | 0 | 174.6 | 52.38 | 0 | 0 | 0 | 0 | 0 | 0 | 0 | 0 | 0 | 0 | 174.6 | 0 | 0 | 0 | 0
8087 | 174.11 | -21.3 | 81.36 | -21.3 | 1 | 209.52 | 1 | 174.6 | 52.38 | 0 | 0 | 0 | 0 | 0 | 0 | 0 | 0 | 0 | 0 | 174.6 | 0 | 0 | 0 | 0
7389 | 0 | 0 | 53.44 | -11.65 | 1 | 126 | 0 | 105 | 31.5 | 0 | 0 | 0 | 0 | 0 | 0 | 0 | 0 | 0 | 0 | 105 | 0 | 0 | 0 | 0
7389 | 0 | 0 | 49.98 | -10.9 | 1 | 117.84 | 0 | 98.2 | 29.46 | 0 | 0 | 0 | 0 | 0 | 0 | 0 | 0 | 0 | 0 | 98.2 | 0 | 0 | 0 | 0

## Branch
fbus | tbus | r | x | b | rateA | rateB | rateC | ratio | angle | status | angmin | angmax | Pf | Qf | Pt | Qt | mu_Sf | mu_St | mu_angmin | mu_angmax
1001 | 1064 | 0.00524 | 0.0358 | 0 | 221 | 0 | 0 | 0 | 0 | 1 | 0 | 0 | 67.47 | 10.9 | -67.21 | -9.73 | 0 | 0 | 0 | 0
1001 | 1064 | 0.00524 | 0.0358 | 0 | 221 | 0 | 0 | 0 | 0 | 1 | 0 | 0 | 67.47 | 10.9 | -67.21 | -9.73 | 0 | 0 | 0 | 0
4003 | 4040 | 0.01209 | 0.07809 | 0 | 250 | 0 | 0 | 0 | 0 | 1 | 0 | 0 | -171.51 | 5.85 | 175.11 | 15.86 | 0 | 0 | 0 | 0
4007 | 4122 | 0.00469 | 0.02091 | 0 | 221 | 0 | 0 | 0 | 0 | 1 | 0 | 0 | -110.47 | -9.72 | 111.05 | 11.99 | 0 | 0 | 0 | 0
4019 | 4067 | 0.00919 | 0.06276 | 0 | 221 | 0 | 0 | 0 | 0 | 1 | 0 | 0 | -76.74 | 9.12 | 77.31 | -6.29 | 0 | 0 | 0 | 0
4019 | 4067 | 0.00919 | 0.06276 | 0 | 221 | 0 | 0 | 0 | 0 | 1 | 0 | 0 | -76.74 | 9.12 | 77.31 | -6.29 | 0 | 0 | 0 | 0
4033 | 4101 | 0.0036 | 0.016 | 0 | 150 | 0 | 0 | 0 | 0 | 1 | 0 | 0 | -12.33 | 18.86 | 12.35 | -19.08 | 0 | 0 | 0 | 0
4033 | 4147 | 0.00984 | 0.06854 | 0 | 221 | 0 | 0 | 0 | 0 | 1 | 0 | 0 | -36.61 | -21.29 | 36.78 | 21.35 | 0 | 0 | 0 | 0
4033 | 4147 | 0.00984 | 0.06854 | 0 | 221 | 0 | 0 | 0 | 0 | 1 | 0 | 0 | -36.61 | -21.29 | 36.78 | 21.35 | 0 | 0 | 0 | 0
4033 | 4190 | 0.00397 | 0.01648 | 0 | 149 | 0 | 0 | 0 | 0 | 1 | 0 | 0 | -40.71 | -12.05 | 40.78 | 12.07 | 0 | 0 | 0 | 0
4079 | 4040 | 0.00457 | 0.03186 | 0 | 300 | 0 | 0 | 0 | 0 | 1 | 0 | 0 | -173.88 | -10.93 | 175.25 | 19.92 | 0 | 0 | 0 | 0
4079 | 4040 | 0.00457 | 0.03186 | 0 | 300 | 0 | 0 | 0 | 0 | 1 | 0 | 0 | -173.88 | -10.93 | 175.25 | 19.92 | 0 | 0 | 0 | 0
4079 | 4040 | 0.00457 | 0.03186 | 0 | 300 | 0 | 0 | 0 | 0 | 1 | 0 | 0 | -173.88 | -10.93 | 175.25 | 19.92 | 0 | 0 | 0 | 0
4088 | 4042 | 0.00312 | 0.02015 | 0 | 250 | 0 | 0 | 0 | 0 | 1 | 0 | 0 | -143.02 | 76.02 | 143.81 | -71.32 | 0 | 0 | 0 | 0
4088 | 4042 | 0.00312 | 0.02015 | 0 | 250 | 0 | 0 | 0 | 0 | 1 | 0 | 0 | -143.02 | 76.02 | 143.81 | -71.32 | 0 | 0 | 0 | 0
4103 | 4003 | 0.00838 | 0.05414 | 0 | 221 | 0 | 0 | 0 | 0 | 1 | 0 | 0 | -49.12 | 25.6 | 49.38 | -24.98 | 0 | 0 | 0 | 0
4103 | 4003 | 0.00838 | 0.05414 | 0 | 221 | 0 | 0 | 0 | 0 | 1 | 0 | 0 | -49.12 | 25.6 | 49.38 | -24.98 | 0 | 0 | 0 | 0
4128 | 4003 | 0.01296 | 0.09028 | 0 | 221 | 0 | 0 | 0 | 0 | 1 | 0 | 0 | 54.94 | -6.71 | -54.54 | 8.03 | 0 | 0 | 0 | 0
4193 | 4126 | 0.00522 | 0.0364 | 0 | 250 | 0 | 0 | 0 | 0 | 1 | 0 | 0 | 147.62 | 6 | -146.5 | 1.14 | 0 | 0 | 0 | 0
4193 | 4126 | 0.00522 | 0.0364 | 0 | 250 | 0 | 0 | 0 | 0 | 1 | 0 | 0 | 147.62 | 6 | -146.5 | 1.14 | 0 | 0 | 0 | 0
4193 | 4126 | 0.00522 | 0.0364 | 0 | 250 | 0 | 0 | 0 | 0 | 1 | 0 | 0 | 147.62 | 6 | -146.5 | 1.14 | 0 | 0 | 0 | 0
4194 | 4067 | 0.00473 | 0.03294 | 0 | 300 | 0 | 0 | 0 | 0 | 1 | 0 | 0 | 167.5 | 15.99 | -166.15 | -7.19 | 0 | 0 | 0 | 0
4194 | 4067 | 0.00473 | 0.03294 | 0 | 300 | 0 | 0 | 0 | 0 | 1 | 0 | 0 | 167.5 | 15.99 | -166.15 | -7.19 | 0 | 0 | 0 | 0
4194 | 4067 | 0.00473 | 0.03294 | 0 | 300 | 0 | 0 | 0 | 0 | 1 | 0 | 0 | 167.5 | 15.99 | -166.15 | -7.19 | 0 | 0 | 0 | 0
5003 | 5181 | 0.00233 | 0.01026 | 0 | 187 | 0 | 0 | 0 | 0 | 1 | 0 | 0 | -41.79 | -9.68 | 41.84 | 9.4 | 0 | 0 | 0 | 0
5022 | 5441 | 0.00341 | 0.02594 | 0 | 409 | 0 | 0 | 0 | 0 | 1 | 0 | 0 | 241.57 | -10.46 | -239.56 | 24.35 | 0 | 0 | 0 | 0
5022 | 5441 | 0.00341 | 0.02594 | 0 | 409 | 0 | 0 | 0 | 0 | 1 | 0 | 0 | 241.57 | -10.46 | -239.56 | 24.35 | 0 | 0 | 0 | 0
5161 | 5181 | 0.00545 | 0.02401 | 0 | 187 | 0 | 0 | 0 | 0 | 1 | 0 | 0 | -18.96 | 93.24 | 19.45 | -92.21 | 0 | 0 | 0 | 0
5168 | 5203 | 0.00632 | 0.02787 | 0 | 187 | 0 | 0 | 0 | 0 | 1 | 0 | 0 | -39.53 | 14.24 | 39.65 | -15 | 0 | 0 | 0 | 0
5168 | 5245 | 0.00821 | 0.03616 | 0 | 187 | 0 | 0 | 0 | 0 | 1 | 0 | 0 | -47.48 | -13.66 | 47.68 | 12.89 | 0 | 0 | 0 | 0
5250 | 5385 | 0.00149 | 0.0113 | 0 | 500 | 0 | 0 | 0 | 0 | 1 | 0 | 0 | -232.44 | -23.42 | 233.26 | 29 | 0 | 0 | 0 | 0
5250 | 5385 | 0.00149 | 0.0113 | 0 | 500 | 0 | 0 | 0 | 0 | 1 | 0 | 0 | -232.44 | -23.42 | 233.26 | 29 | 0 | 0 | 0 | 0
5250 | 5385 | 0.00149 | 0.0113 | 0 | 500 | 0 | 0 | 0 | 0 | 1 | 0 | 0 | -232.44 | -23.42 | 233.26 | 29 | 0 | 0 | 0 | 0
5250 | 5385 | 0.00149 | 0.0113 | 0 | 500 | 0 | 0 | 0 | 0 | 1 | 0 | 0 | -232.44 | -23.42 | 233.26 | 29 | 0 | 0 | 0 | 0
5287 | 5266 | 0.0022 | 0.01287 | 0 | 310 | 0 | 0 | 0 | 0 | 1 | 0 | 0 | -121.11 | -77.58 | 121.58 | 79.66 | 0 | 0 | 0 | 0
5307 | 5224 | 0.00171 | 0.01303 | 0 | 310 | 0 | 0 | 0 | 0 | 1 | 0 | 0 | 145.89 | 58.61 | -145.47 | -56.09 | 0 | 0 | 0 | 0
5480 | 5048 | 0.00268 | 0.02037 | 0 | 310 | 0 | 0 | 0 | 0 | 1 | 0 | 0 | -105.58 | -2.39 | 105.89 | 3.64 | 0 | 0 | 0 | 0
5480 | 5048 | 0.00268 | 0.02037 | 0 | 310 | 0 | 0 | 0 | 0 | 1 | 0 | 0 | -105.58 | -2.39 | 105.89 | 3.64 | 0 | 0 | 0 | 0
5480 | 5048 | 0.00268 | 0.02037 | 0 | 310 | 0 | 0 | 0 | 0 | 1 | 0 | 0 | -105.58 | -2.39 | 105.89 | 3.64 | 0 | 0 | 0 | 0
5480 | 5048 | 0.00268 | 0.02037 | 0 | 310 | 0 | 0 | 0 | 0 | 1 | 0 | 0 | -105.58 | -2.39 | 105.89 | 3.64 | 0 | 0 | 0 | 0
6061 | 6035 | 0.00446 | 0.03049 | 0 | 221 | 0 | 0 | 0 | 0 | 1 | 0 | 0 | -106.07 | -2.44 | 106.59 | 5.47 | 0 | 0 | 0 | 0
6061 | 6035 | 0.00446 | 0.03049 | 0 | 221 | 0 | 0 | 0 | 0 | 1 | 0 | 0 | -106.07 | -2.44 | 106.59 | 5.47 | 0 | 0 | 0 | 0
6120 | 6023 | 0.00776 | 0.03392 | 0 | 221 | 0 | 0 | 0 | 0 | 1 | 0 | 0 | -34.42 | 1.63 | 34.52 | -1.73 | 0 | 0 | 0 | 0
6205 | 6223 | 0.00232 | 0.01501 | 0 | 221 | 0 | 0 | 0 | 0 | 1 | 0 | 0 | -91.73 | -14.29 | 91.94 | 15.35 | 0 | 0 | 0 | 0
6205 | 6223 | 0.00232 | 0.01501 | 0 | 221 | 0 | 0 | 0 | 0 | 1 | 0 | 0 | -91.73 | -14.29 | 91.94 | 15.35 | 0 | 0 | 0 | 0
6230 | 6278 | 0.009 | 0.05404 | 0 | 140 | 0 | 0 | 0 | 0 | 1 | 0 | 0 | -6.3 | 7.28 | 6.31 | -7.96 | 0 | 0 | 0 | 0
7013 | 7201 | 0.00433 | 0.0302 | 0 | 221 | 0 | 0 | 0 | 0 | 1 | 0 | 0 | -88.1 | -37.07 | 88.5 | 39.39 | 0 | 0 | 0 | 0
7013 | 7201 | 0.00433 | 0.0302 | 0 | 221 | 0 | 0 | 0 | 0 | 1 | 0 | 0 | -88.1 | -37.07 | 88.5 | 39.39 | 0 | 0 | 0 | 0
7017 | 7229 | 0.00604 | 0.04129 | 0 | 221 | 0 | 0 | 0 | 0 | 1 | 0 | 0 | -138.38 | 6.72 | 139.56 | 0.61 | 0 | 0 | 0 | 0
7017 | 7229 | 0.00604 | 0.04129 | 0 | 221 | 0 | 0 | 0 | 0 | 1 | 0 | 0 | -138.38 | 6.72 | 139.56 | 0.61 | 0 | 0 | 0 | 0
7017 | 7229 | 0.00604 | 0.04129 | 0 | 221 | 0 | 0 | 0 | 0 | 1 | 0 | 0 | -138.38 | 6.72 | 139.56 | 0.61 | 0 | 0 | 0 | 0
7017 | 7385 | 0.00298 | 0.01922 | 0 | 221 | 0 | 0 | 0 | 0 | 1 | 0 | 0 | 83.88 | 29.44 | -83.65 | -28.26 | 0 | 0 | 0 | 0
7017 | 7385 | 0.00298 | 0.01922 | 0 | 221 | 0 | 0 | 0 | 0 | 1 | 0 | 0 | 83.88 | 29.44 | -83.65 | -28.26 | 0 | 0 | 0 | 0
7039 | 7101 | 0.00285 | 0.01988 | 0 | 221 | 0 | 0 | 0 | 0 | 1 | 0 | 0 | 103.6 | -1.22 | -103.3 | 3.04 | 0 | 0 | 0 | 0
7039 | 7101 | 0.00285 | 0.01988 | 0 | 221 | 0 | 0 | 0 | 0 | 1 | 0 | 0 | 103.6 | -1.22 | -103.3 | 3.04 | 0 | 0 | 0 | 0
7039 | 7101 | 0.00285 | 0.01988 | 0 | 221 | 0 | 0 | 0 | 0 | 1 | 0 | 0 | 103.6 | -1.22 | -103.3 | 3.04 | 0 | 0 | 0 | 0
7051 | 7181 | 0.00631 | 0.03605 | 0 | 98 | 0 | 0 | 0 | 0 | 1 | 0 | 0 | 60.72 | 16.9 | -60.47 | -15.96 | 0 | 0 | 0 | 0
7075 | 7004 | 0.00199 | 0.01386 | 0 | 250 | 0 | 0 | 0 | 0 | 1 | 0 | 0 | -144.32 | 55.33 | 144.78 | -52.34 | 0 | 0 | 0 | 0
7075 | 7004 | 0.00199 | 0.01386 | 0 | 250 | 0 | 0 | 0 | 0 | 1 | 0 | 0 | -144.32 | 55.33 | 144.78 | -52.34 | 0 | 0 | 0 | 0
7075 | 7004 | 0.00199 | 0.01386 | 0 | 250 | 0 | 0 | 0 | 0 | 1 | 0 | 0 | -144.32 | 55.33 | 144.78 | -52.34 | 0 | 0 | 0 | 0
7075 | 7387 | 0.01167 | 0.07976 | 0 | 221 | 0 | 0 | 0 | 0 | 1 | 0 | 0 | 99.1 | 31.03 | -97.87 | -23.97 | 0 | 0 | 0 | 0
7075 | 7387 | 0.01167 | 0.07976 | 0 | 221 | 0 | 0 | 0 | 0 | 1 | 0 | 0 | 99.1 | 31.03 | -97.87 | -23.97 | 0 | 0 | 0 | 0
7091 | 7259 | 0.00587 | 0.04091 | 0 | 221 | 0 | 0 | 0 | 0 | 1 | 0 | 0 | -76.19 | 66.12 | 76.77 | -62.78 | 0 | 0 | 0 | 0
7091 | 7259 | 0.00587 | 0.04091 | 0 | 221 | 0 | 0 | 0 | 0 | 1 | 0 | 0 | -76.19 | 66.12 | 76.77 | -62.78 | 0 | 0 | 0 | 0
7145 | 7404 | 0.01139 | 0.06841 | 0 | 221 | 0 | 0 | 0 | 0 | 1 | 0 | 0 | 2.62 | 56.8 | -2.26 | -55.57 | 0 | 0 | 0 | 0
7174 | 7257 | 0.00838 | 0.05031 | 0 | 98 | 0 | 0 | 0 | 0 | 1 | 0 | 0 | 32.71 | -1.39 | -32.62 | 1.27 | 0 | 0 | 0 | 0
7178 | 7404 | 0.00777 | 0.01898 | 0 | 98 | 0 | 0 | 0 | 0 | 1 | 0 | 0 | 16.37 | -8.65 | -16.34 | 8.47 | 0 | 0 | 0 | 0
7246 | 7410 | 0.00919 | 0.06404 | 0 | 221 | 0 | 0 | 0 | 0 | 1 | 0 | 0 | -83.94 | -3.54 | 84.62 | 7.26 | 0 | 0 | 0 | 0
7246 | 7410 | 0.00919 | 0.06404 | 0 | 221 | 0 | 0 | 0 | 0 | 1 | 0 | 0 | -83.94 | -3.54 | 84.62 | 7.26 | 0 | 0 | 0 | 0
7257 | 7317 | 0.00452 | 0.03088 | 0 | 221 | 0 | 0 | 0 | 0 | 1 | 0 | 0 | -65.92 | -8.87 | 66.12 | 9.76 | 0 | 0 | 0 | 0
7257 | 7317 | 0.00452 | 0.03088 | 0 | 221 | 0 | 0 | 0 | 0 | 1 | 0 | 0 | -65.92 | -8.87 | 66.12 | 9.76 | 0 | 0 | 0 | 0
7343 | 7012 | 0.00603 | 0.04198 | 0 | 221 | 0 | 0 | 0 | 0 | 1 | 0 | 0 | 34.49 | -3.36 | -34.42 | 3.23 | 0 | 0 | 0 | 0
7385 | 7181 | 0.01045 | 0.02553 | 0 | 98 | 0 | 0 | 0 | 0 | 1 | 0 | 0 | 12.29 | 11.13 | -12.26 | -11.38 | 0 | 0 | 0 | 0
7385 | 7404 | 0.00674 | 0.03846 | 0 | 98 | 0 | 0 | 0 | 0 | 1 | 0 | 0 | 19.76 | 7.08 | -19.73 | -7.46 | 0 | 0 | 0 | 0
8095 | 8140 | 0.01066 | 0.02604 | 0 | 250 | 0 | 0 | 0 | 0 | 1 | 0 | 0 | 25.56 | -14.26 | -25.46 | 14.15 | 0 | 0 | 0 | 0
1001 | 3048 | 0 | 0.12463 | 0 | 99999 | 99999 | 99999 | 1 | 0 | 1 | -360 | 360 | 0 | 0 | 0 | 0 | 0 | 0 | 0 | 0
1001 | 1081 | 0 | 0.1413 | 0 | 99999 | 99999 | 99999 | 1 | 0 | 1 | -360 | 360 | 0 | 0 | 0 | 0 | 0 | 0 | 0 | 0
1001 | 1064 | 0 | 0.45384 | 0 | 99999 | 99999 | 99999 | 1 | 0 | 1 | -360 | 360 | 0 | 0 | 0 | 0 | 0 | 0 | 0 | 0
1004 | 3048 | 0 | 0.16024 | 0 | 99999 | 99999 | 99999 | 1 | 0 | 1 | -360 | 360 | 0 | 0 | 0 | 0 | 0 | 0 | 0 | 0
1004 | 2019 | 0 | 0.30182 | 0 | 99999 | 99999 | 99999 | 1 | 0 | 1 | -360 | 360 | 0 | 0 | 0 | 0 | 0 | 0 | 0 | 0
1048 | 1081 | 0 | 0.2149 | 0 | 99999 | 99999 | 99999 | 1 | 0 | 1 | -360 | 360 | 0 | 0 | 0 | 0 | 0 | 0 | 0 | 0
1081 | 3048 | 0 | 0.2057 | 0 | 99999 | 99999 | 99999 | 1 | 0 | 1 | -360 | 360 | 0 | 0 | 0 | 0 | 0 | 0 | 0 | 0
1081 | 3060 | 0 | 0.73665 | 0 | 99999 | 99999 | 99999 | 1 | 0 | 1 | -360 | 360 | 0 | 0 | 0 | 0 | 0 | 0 | 0 | 0
1081 | 3051 | 0 | 0.25159 | 0 | 99999 | 99999 | 99999 | 1 | 0 | 1 | -360 | 360 | 0 | 0 | 0 | 0 | 0 | 0 | 0 | 0
1081 | 3055 | 0 | 0.64843 | 0 | 99999 | 99999 | 99999 | 1 | 0 | 1 | -360 | 360 | 0 | 0 | 0 | 0 | 0 | 0 | 0 | 0
2001 | 8129 | 0 | 0.21599 | 0 | 99999 | 99999 | 99999 | 1 | 0 | 1 | -360 | 360 | 0 | 0 | 0 | 0 | 0 | 0 | 0 | 0
2001 | 2115 | 0 | 0.47494 | 0 | 99999 | 99999 | 99999 | 1 | 0 | 1 | -360 | 360 | 0 | 0 | 0 | 0 | 0 | 0 | 0 | 0
2001 | 2103 | 0 | 0.66618 | 0 | 99999 | 99999 | 99999 | 1 | 0 | 1 | -360 | 360 | 0 | 0 | 0 | 0 | 0 | 0 | 0 | 0
2001 | 2004 | 0 | 0.46103 | 0 | 99999 | 99999 | 99999 | 1 | 0 | 1 | -360 | 360 | 0 | 0 | 0 | 0 | 0 | 0 | 0 | 0
2004 | 8129 | 0 | 0.19602 | 0 | 99999 | 99999 | 99999 | 1 | 0 | 1 | -360 | 360 | 0 | 0 | 0 | 0 | 0 | 0 | 0 | 0
2004 | 5465 | 0 | 0.58537 | 0 | 99999 | 99999 | 99999 | 1 | 0 | 1 | -360 | 360 | 0 | 0 | 0 | 0 | 0 | 0 | 0 | 0
2004 | 5444 | 0 | 0.52348 | 0 | 99999 | 99999 | 99999 | 1 | 0 | 1 | -360 | 360 | 0 | 0 | 0 | 0 | 0 | 0 | 0 | 0
2004 | 5385 | 0 | 0.5739 | 0 | 99999 | 99999 | 99999 | 1 | 0 | 1 | -360 | 360 | 0 | 0 | 0 | 0 | 0 | 0 | 0 | 0
2004 | 5351 | 0 | 0.51746 | 0 | 99999 | 99999 | 99999 | 1 | 0 | 1 | -360 | 360 | 0 | 0 | 0 | 0 | 0 | 0 | 0 | 0
2004 | 5305 | 0 | 0.62844 | 0 | 99999 | 99999 | 99999 | 1 | 0 | 1 | -360 | 360 | 0 | 0 | 0 | 0 | 0 | 0 | 0 | 0
2004 | 5103 | 0 | 0.51665 | 0 | 99999 | 99999 | 99999 | 1 | 0 | 1 | -360 | 360 | 0 | 0 | 0 | 0 | 0 | 0 | 0 | 0
2004 | 5234 | 0 | 0.76073 | 0 | 99999 | 99999 | 99999 | 1 | 0 | 1 | -360 | 360 | 0 | 0 | 0 | 0 | 0 | 0 | 0 | 0
2004 | 2115 | 0 | 0.44906 | 0 | 99999 | 99999 | 99999 | 1 | 0 | 1 | -360 | 360 | 0 | 0 | 0 | 0 | 0 | 0 | 0 | 0
2004 | 2103 | 0 | 0.080572 | 0 | 99999 | 99999 | 99999 | 1 | 0 | 1 | -360 | 360 | 0 | 0 | 0 | 0 | 0 | 0 | 0 | 0
2004 | 5084 | 0 | 0.38945 | 0 | 99999 | 99999 | 99999 | 1 | 0 | 1 | -360 | 360 | 0 | 0 | 0 | 0 | 0 | 0 | 0 | 0
2008 | 2019 | 0 | 0.29502 | 0 | 99999 | 99999 | 99999 | 1 | 0 | 1 | -360 | 360 | 0 | 0 | 0 | 0 | 0 | 0 | 0 | 0
2019 | 3048 | 0 | 0.45404 | 0 | 99999 | 99999 | 99999 | 1 | 0 | 1 | -360 | 360 | 0 | 0 | 0 | 0 | 0 | 0 | 0 | 0
2019 | 2057 | 0 | 0.18339 | 0 | 99999 | 99999 | 99999 | 1 | 0 | 1 | -360 | 360 | 0 | 0 | 0 | 0 | 0 | 0 | 0 | 0
2057 | 5022 | 0 | 0.56639 | 0 | 99999 | 99999 | 99999 | 1 | 0 | 1 | -360 | 360 | 0 | 0 | 0 | 0 | 0 | 0 | 0 | 0
2057 | 5415 | 0 | 0.78169 | 0 | 99999 | 99999 | 99999 | 1 | 0 | 1 | -360 | 360 | 0 | 0 | 0 | 0 | 0 | 0 | 0 | 0
2057 | 3048 | 0 | 0.13118 | 0 | 99999 | 99999 | 99999 | 1 | 0 | 1 | -360 | 360 | 0 | 0 | 0 | 0 | 0 | 0 | 0 | 0
2057 | 5364 | 0 | 0.55719 | 0 | 99999 | 99999 | 99999 | 1 | 0 | 1 | -360 | 360 | 0 | 0 | 0 | 0 | 0 | 0 | 0 | 0
2057 | 5057 | 0 | 0.18748 | 0 | 99999 | 99999 | 99999 | 1 | 0 | 1 | -360 | 360 | 0 | 0 | 0 | 0 | 0 | 0 | 0 | 0
2103 | 8129 | 0 | 0.26471 | 0 | 99999 | 99999 | 99999 | 1 | 0 | 1 | -360 | 360 | 0 | 0 | 0 | 0 | 0 | 0 | 0 | 0
2103 | 5465 | 0 | 0.37014 | 0 | 99999 | 99999 | 99999 | 1 | 0 | 1 | -360 | 360 | 0 | 0 | 0 | 0 | 0 | 0 | 0 | 0
2103 | 5444 | 0 | 0.34851 | 0 | 99999 | 99999 | 99999 | 1 | 0 | 1 | -360 | 360 | 0 | 0 | 0 | 0 | 0 | 0 | 0 | 0
2103 | 5323 | 0 | 0.61402 | 0 | 99999 | 99999 | 99999 | 1 | 0 | 1 | -360 | 360 | 0 | 0 | 0 | 0 | 0 | 0 | 0 | 0
2103 | 5385 | 0 | 0.40388 | 0 | 99999 | 99999 | 99999 | 1 | 0 | 1 | -360 | 360 | 0 | 0 | 0 | 0 | 0 | 0 | 0 | 0
2103 | 5351 | 0 | 0.42864 | 0 | 99999 | 99999 | 99999 | 1 | 0 | 1 | -360 | 360 | 0 | 0 | 0 | 0 | 0 | 0 | 0 | 0
2103 | 5305 | 0 | 0.44289 | 0 | 99999 | 99999 | 99999 | 1 | 0 | 1 | -360 | 360 | 0 | 0 | 0 | 0 | 0 | 0 | 0 | 0
2103 | 5103 | 0 | 0.34917 | 0 | 99999 | 99999 | 99999 | 1 | 0 | 1 | -360 | 360 | 0 | 0 | 0 | 0 | 0 | 0 | 0 | 0
2103 | 5234 | 0 | 0.57326 | 0 | 99999 | 99999 | 99999 | 1 | 0 | 1 | -360 | 360 | 0 | 0 | 0 | 0 | 0 | 0 | 0 | 0
2103 | 5302 | 0 | 0.54469 | 0 | 99999 | 99999 | 99999 | 1 | 0 | 1 | -360 | 360 | 0 | 0 | 0 | 0 | 0 | 0 | 0 | 0
2103 | 5007 | 0 | 0.59894 | 0 | 99999 | 99999 | 99999 | 1 | 0 | 1 | -360 | 360 | 0 | 0 | 0 | 0 | 0 | 0 | 0 | 0
2103 | 2115 | 0 | 0.65028 | 0 | 99999 | 99999 | 99999 | 1 | 0 | 1 | -360 | 360 | 0 | 0 | 0 | 0 | 0 | 0 | 0 | 0
2103 | 5084 | 0 | 0.23826 | 0 | 99999 | 99999 | 99999 | 1 | 0 | 1 | -360 | 360 | 0 | 0 | 0 | 0 | 0 | 0 | 0 | 0
2115 | 8129 | 0 | 0.15676 | 0 | 99999 | 99999 | 99999 | 1 | 0 | 1 | -360 | 360 | 0 | 0 | 0 | 0 | 0 | 0 | 0 | 0
2115 | 5351 | 0 | 0.74331 | 0 | 99999 | 99999 | 99999 | 1 | 0 | 1 | -360 | 360 | 0 | 0 | 0 | 0 | 0 | 0 | 0 | 0
3002 | 6199 | 0 | 0.47397 | 0 | 99999 | 99999 | 99999 | 1 | 0 | 1 | -360 | 360 | 0 | 0 | 0 | 0 | 0 | 0 | 0 | 0
3002 | 6047 | 0 | 0.69846 | 0 | 99999 | 99999 | 99999 | 1 | 0 | 1 | -360 | 360 | 0 | 0 | 0 | 0 | 0 | 0 | 0 | 0
3002 | 6178 | 0 | 0.57301 | 0 | 99999 | 99999 | 99999 | 1 | 0 | 1 | -360 | 360 | 0 | 0 | 0 | 0 | 0 | 0 | 0 | 0
3006 | 3127 | 0 | 0.28597 | 0 | 99999 | 99999 | 99999 | 1 | 0 | 1 | -360 | 360 | 0 | 0 | 0 | 0 | 0 | 0 | 0 | 0
3006 | 5008 | 0 | 0.67539 | 0 | 99999 | 99999 | 99999 | 1 | 0 | 1 | -360 | 360 | 0 | 0 | 0 | 0 | 0 | 0 | 0 | 0
3006 | 3048 | 0 | 0.49011 | 0 | 99999 | 99999 | 99999 | 1 | 0 | 1 | -360 | 360 | 0 | 0 | 0 | 0 | 0 | 0 | 0 | 0
3028 | 5008 | 0 | 0.44916 | 0 | 99999 | 99999 | 99999 | 1 | 0 | 1 | -360 | 360 | 0 | 0 | 0 | 0 | 0 | 0 | 0 | 0
3028 | 3048 | 0 | 0.13029 | 0 | 99999 | 99999 | 99999 | 1 | 0 | 1 | -360 | 360 | 0 | 0 | 0 | 0 | 0 | 0 | 0 | 0
3028 | 3055 | 0 | 0.68627 | 0 | 99999 | 99999 | 99999 | 1 | 0 | 1 | -360 | 360 | 0 | 0 | 0 | 0 | 0 | 0 | 0 | 0
3045 | 3048 | 0 | 0.1459 | 0 | 99999 | 99999 | 99999 | 1 | 0 | 1 | -360 | 360 | 0 | 0 | 0 | 0 | 0 | 0 | 0 | 0
3048 | 5016 | 0 | 0.28601 | 0 | 99999 | 99999 | 99999 | 1 | 0 | 1 | -360 | 360 | 0 | 0 | 0 | 0 | 0 | 0 | 0 | 0
3048 | 5480 | 0 | 0.51072 | 0 | 99999 | 99999 | 99999 | 1 | 0 | 1 | -360 | 360 | 0 | 0 | 0 | 0 | 0 | 0 | 0 | 0
3048 | 5098 | 0 | 0.63662 | 0 | 99999 | 99999 | 99999 | 1 | 0 | 1 | -360 | 360 | 0 | 0 | 0 | 0 | 0 | 0 | 0 | 0
3048 | 5005 | 0 | 0.52035 | 0 | 99999 | 99999 | 99999 | 1 | 0 | 1 | -360 | 360 | 0 | 0 | 0 | 0 | 0 | 0 | 0 | 0
3048 | 8070 | 0 | 0.49241 | 0 | 99999 | 99999 | 99999 | 1 | 0 | 1 | -360 | 360 | 0 | 0 | 0 | 0 | 0 | 0 | 0 | 0
3048 | 3127 | 0 | 0.19038 | 0 | 99999 | 99999 | 99999 | 1 | 0 | 1 | -360 | 360 | 0 | 0 | 0 | 0 | 0 | 0 | 0 | 0
3048 | 5449 | 0 | 0.63235 | 0 | 99999 | 99999 | 99999 | 1 | 0 | 1 | -360 | 360 | 0 | 0 | 0 | 0 | 0 | 0 | 0 | 0
3048 | 5444 | 0 | 0.1218 | 0 | 99999 | 99999 | 99999 | 1 | 0 | 1 | -360 | 360 | 0 | 0 | 0 | 0 | 0 | 0 | 0 | 0
3048 | 5022 | 0 | 0.087545 | 0 | 99999 | 99999 | 99999 | 1 | 0 | 1 | -360 | 360 | 0 | 0 | 0 | 0 | 0 | 0 | 0 | 0
3048 | 5323 | 0 | 0.54062 | 0 | 99999 | 99999 | 99999 | 1 | 0 | 1 | -360 | 360 | 0 | 0 | 0 | 0 | 0 | 0 | 0 | 0
3048 | 5415 | 0 | 0.1702 | 0 | 99999 | 99999 | 99999 | 1 | 0 | 1 | -360 | 360 | 0 | 0 | 0 | 0 | 0 | 0 | 0 | 0
3048 | 5008 | 0 | 0.1417 | 0 | 99999 | 99999 | 99999 | 1 | 0 | 1 | -360 | 360 | 0 | 0 | 0 | 0 | 0 | 0 | 0 | 0
3048 | 5385 | 0 | 0.42793 | 0 | 99999 | 99999 | 99999 | 1 | 0 | 1 | -360 | 360 | 0 | 0 | 0 | 0 | 0 | 0 | 0 | 0
3048 | 5364 | 0 | 0.21222 | 0 | 99999 | 99999 | 99999 | 1 | 0 | 1 | -360 | 360 | 0 | 0 | 0 | 0 | 0 | 0 | 0 | 0
3048 | 5360 | 0 | 0.64944 | 0 | 99999 | 99999 | 99999 | 1 | 0 | 1 | -360 | 360 | 0 | 0 | 0 | 0 | 0 | 0 | 0 | 0
3048 | 5351 | 0 | 0.78137 | 0 | 99999 | 99999 | 99999 | 1 | 0 | 1 | -360 | 360 | 0 | 0 | 0 | 0 | 0 | 0 | 0 | 0
3048 | 5007 | 0 | 0.62992 | 0 | 99999 | 99999 | 99999 | 1 | 0 | 1 | -360 | 360 | 0 | 0 | 0 | 0 | 0 | 0 | 0 | 0
3048 | 5206 | 0 | 0.30345 | 0 | 99999 | 99999 | 99999 | 1 | 0 | 1 | -360 | 360 | 0 | 0 | 0 | 0 | 0 | 0 | 0 | 0
3048 | 5067 | 0 | 0.54751 | 0 | 99999 | 99999 | 99999 | 1 | 0 | 1 | -360 | 360 | 0 | 0 | 0 | 0 | 0 | 0 | 0 | 0
3048 | 5057 | 0 | 0.12497 | 0 | 99999 | 99999 | 99999 | 1 | 0 | 1 | -360 | 360 | 0 | 0 | 0 | 0 | 0 | 0 | 0 | 0
3048 | 5319 | 0 | 0.19027 | 0 | 99999 | 99999 | 99999 | 1 | 0 | 1 | -360 | 360 | 0 | 0 | 0 | 0 | 0 | 0 | 0 | 0
3048 | 6349 | 0 | 0.16691 | 0 | 99999 | 99999 | 99999 | 1 | 0 | 1 | -360 | 360 | 0 | 0 | 0 | 0 | 0 | 0 | 0 | 0
3048 | 5193 | 0 | 0.42775 | 0 | 99999 | 99999 | 99999 | 1 | 0 | 1 | -360 | 360 | 0 | 0 | 0 | 0 | 0 | 0 | 0 | 0
3048 | 5281 | 0 | 0.56573 | 0 | 99999 | 99999 | 99999 | 1 | 0 | 1 | -360 | 360 | 0 | 0 | 0 | 0 | 0 | 0 | 0 | 0
3048 | 5262 | 0 | 0.053052 | 0 | 99999 | 99999 | 99999 | 1 | 0 | 1 | -360 | 360 | 0 | 0 | 0 | 0 | 0 | 0 | 0 | 0
3048 | 5048 | 0 | 0.71234 | 0 | 99999 | 99999 | 99999 | 1 | 0 | 1 | -360 | 360 | 0 | 0 | 0 | 0 | 0 | 0 | 0 | 0
3048 | 6111 | 0 | 0.72714 | 0 | 99999 | 99999 | 99999 | 1 | 0 | 1 | -360 | 360 | 0 | 0 | 0 | 0 | 0 | 0 | 0 | 0
3048 | 6214 | 0 | 0.58298 | 0 | 99999 | 99999 | 99999 | 1 | 0 | 1 | -360 | 360 | 0 | 0 | 0 | 0 | 0 | 0 | 0 | 0
3048 | 3060 | 0 | 0.45973 | 0 | 99999 | 99999 | 99999 | 1 | 0 | 1 | -360 | 360 | 0 | 0 | 0 | 0 | 0 | 0 | 0 | 0
3048 | 3055 | 0 | 0.10824 | 0 | 99999 | 99999 | 99999 | 1 | 0 | 1 | -360 | 360 | 0 | 0 | 0 | 0 | 0 | 0 | 0 | 0
3051 | 4015 | 0 | 0.42481 | 0 | 99999 | 99999 | 99999 | 1 | 0 | 1 | -360 | 360 | 0 | 0 | 0 | 0 | 0 | 0 | 0 | 0
3055 | 3127 | 0 | 0.66955 | 0 | 99999 | 99999 | 99999 | 1 | 0 | 1 | -360 | 360 | 0 | 0 | 0 | 0 | 0 | 0 | 0 | 0
3055 | 5008 | 0 | 0.77322 | 0 | 99999 | 99999 | 99999 | 1 | 0 | 1 | -360 | 360 | 0 | 0 | 0 | 0 | 0 | 0 | 0 | 0
4002 | 4015 | 0 | 0.46741 | 0 | 99999 | 99999 | 99999 | 1 | 0 | 1 | -360 | 360 | 0 | 0 | 0 | 0 | 0 | 0 | 0 | 0
4005 | 4015 | 0 | 0.25583 | 0 | 99999 | 99999 | 99999 | 1 | 0 | 1 | -360 | 360 | 0 | 0 | 0 | 0 | 0 | 0 | 0 | 0
4005 | 4147 | 0 | 0.38652 | 0 | 99999 | 99999 | 99999 | 1 | 0 | 1 | -360 | 360 | 0 | 0 | 0 | 0 | 0 | 0 | 0 | 0
4005 | 4190 | 0 | 0.096201 | 0 | 99999 | 99999 | 99999 | 1 | 0 | 1 | -360 | 360 | 0 | 0 | 0 | 0 | 0 | 0 | 0 | 0
4007 | 4088 | 0 | 0.030306 | 0 | 99999 | 99999 | 99999 | 1 | 0 | 1 | -360 | 360 | 0 | 0 | 0 | 0 | 0 | 0 | 0 | 0
4007 | 4040 | 0 | 0.38019 | 0 | 99999 | 99999 | 99999 | 1 | 0 | 1 | -360 | 360 | 0 | 0 | 0 | 0 | 0 | 0 | 0 | 0
4007 | 4103 | 0 | 0.71266 | 0 | 99999 | 99999 | 99999 | 1 | 0 | 1 | -360 | 360 | 0 | 0 | 0 | 0 | 0 | 0 | 0 | 0
4007 | 4171 | 0 | 0.56 | 0 | 99999 | 99999 | 99999 | 1 | 0 | 1 | -360 | 360 | 0 | 0 | 0 | 0 | 0 | 0 | 0 | 0
4007 | 4019 | 0 | 0.64923 | 0 | 99999 | 99999 | 99999 | 1 | 0 | 1 | -360 | 360 | 0 | 0 | 0 | 0 | 0 | 0 | 0 | 0
4010 | 4017 | 0 | 0.69486 | 0 | 99999 | 99999 | 99999 | 1 | 0 | 1 | -360 | 360 | 0 | 0 | 0 | 0 | 0 | 0 | 0 | 0
4010 | 4085 | 0 | 0.76083 | 0 | 99999 | 99999 | 99999 | 1 | 0 | 1 | -360 | 360 | 0 | 0 | 0 | 0 | 0 | 0 | 0 | 0
4010 | 4181 | 0 | 0.56907 | 0 | 99999 | 99999 | 99999 | 1 | 0 | 1 | -360 | 360 | 0 | 0 | 0 | 0 | 0 | 0 | 0 | 0
4010 | 4040 | 0 | 0.42803 | 0 | 99999 | 99999 | 99999 | 1 | 0 | 1 | -360 | 360 | 0 | 0 | 0 | 0 | 0 | 0 | 0 | 0
4010 | 4194 | 0 | 0.51398 | 0 | 99999 | 99999 | 99999 | 1 | 0 | 1 | -360 | 360 | 0 | 0 | 0 | 0 | 0 | 0 | 0 | 0
4015 | 4147 | 0 | 0.73201 | 0 | 99999 | 99999 | 99999 | 1 | 0 | 1 | -360 | 360 | 0 | 0 | 0 | 0 | 0 | 0 | 0 | 0
4015 | 4190 | 0 | 0.42162 | 0 | 99999 | 99999 | 99999 | 1 | 0 | 1 | -360 | 360 | 0 | 0 | 0 | 0 | 0 | 0 | 0 | 0
4017 | 4085 | 0 | 0.11635 | 0 | 99999 | 99999 | 99999 | 1 | 0 | 1 | -360 | 360 | 0 | 0 | 0 | 0 | 0 | 0 | 0 | 0
4017 | 4181 | 0 | 0.064941 | 0 | 99999 | 99999 | 99999 | 1 | 0 | 1 | -360 | 360 | 0 | 0 | 0 | 0 | 0 | 0 | 0 | 0
4017 | 4040 | 0 | 0.36296 | 0 | 99999 | 99999 | 99999 | 1 | 0 | 1 | -360 | 360 | 0 | 0 | 0 | 0 | 0 | 0 | 0 | 0
4017 | 4193 | 0 | 0.55463 | 0 | 99999 | 99999 | 99999 | 1 | 0 | 1 | -360 | 360 | 0 | 0 | 0 | 0 | 0 | 0 | 0 | 0
4017 | 4061 | 0 | 0.4927 | 0 | 99999 | 99999 | 99999 | 1 | 0 | 1 | -360 | 360 | 0 | 0 | 0 | 0 | 0 | 0 | 0 | 0
4019 | 4103 | 0 | 0.5902 | 0 | 99999 | 99999 | 99999 | 1 | 0 | 1 | -360 | 360 | 0 | 0 | 0 | 0 | 0 | 0 | 0 | 0
4019 | 4171 | 0 | 0.46378 | 0 | 99999 | 99999 | 99999 | 1 | 0 | 1 | -360 | 360 | 0 | 0 | 0 | 0 | 0 | 0 | 0 | 0
4026 | 6236 | 0 | 0.63622 | 0 | 99999 | 99999 | 99999 | 1 | 0 | 1 | -360 | 360 | 0 | 0 | 0 | 0 | 0 | 0 | 0 | 0
4026 | 4030 | 0 | 0.57992 | 0 | 99999 | 99999 | 99999 | 1 | 0 | 1 | -360 | 360 | 0 | 0 | 0 | 0 | 0 | 0 | 0 | 0
4030 | 4181 | 0 | 0.16081 | 0 | 99999 | 99999 | 99999 | 1 | 0 | 1 | -360 | 360 | 0 | 0 | 0 | 0 | 0 | 0 | 0 | 0
4030 | 7406 | 0 | 0.060066 | 0 | 99999 | 99999 | 99999 | 1 | 0 | 1 | -360 | 360 | 0 | 0 | 0 | 0 | 0 | 0 | 0 | 0
4030 | 7001 | 0 | 0.4434 | 0 | 99999 | 99999 | 99999 | 1 | 0 | 1 | -360 | 360 | 0 | 0 | 0 | 0 | 0 | 0 | 0 | 0
4030 | 7045 | 0 | 0.34576 | 0 | 99999 | 99999 | 99999 | 1 | 0 | 1 | -360 | 360 | 0 | 0 | 0 | 0 | 0 | 0 | 0 | 0
4040 | 4085 | 0 | 0.31166 | 0 | 99999 | 99999 | 99999 | 1 | 0 | 1 | -360 | 360 | 0 | 0 | 0 | 0 | 0 | 0 | 0 | 0
4040 | 4181 | 0 | 0.27684 | 0 | 99999 | 99999 | 99999 | 1 | 0 | 1 | -360 | 360 | 0 | 0 | 0 | 0 | 0 | 0 | 0 | 0
4040 | 4075 | 0 | 0.11629 | 0 | 99999 | 99999 | 99999 | 1 | 0 | 1 | -360 | 360 | 0 | 0 | 0 | 0 | 0 | 0 | 0 | 0
4040 | 4042 | 0 | 0.039911 | 0 | 99999 | 99999 | 99999 | 1 | 0 | 1 | -360 | 360 | 0 | 0 | 0 | 0 | 0 | 0 | 0 | 0
4040 | 4071 | 0 | 0.36595 | 0 | 99999 | 99999 | 99999 | 1 | 0 | 1 | -360 | 360 | 0 | 0 | 0 | 0 | 0 | 0 | 0 | 0
4040 | 4193 | 0 | 0.13486 | 0 | 99999 | 99999 | 99999 | 1 | 0 | 1 | -360 | 360 | 0 | 0 | 0 | 0 | 0 | 0 | 0 | 0
4040 | 4194 | 0 | 0.57877 | 0 | 99999 | 99999 | 99999 | 1 | 0 | 1 | -360 | 360 | 0 | 0 | 0 | 0 | 0 | 0 | 0 | 0
4040 | 4147 | 0 | 0.15614 | 0 | 99999 | 99999 | 99999 | 1 | 0 | 1 | -360 | 360 | 0 | 0 | 0 | 0 | 0 | 0 | 0 | 0
4042 | 4122 | 0 | 0.18557 | 0 | 99999 | 99999 | 99999 | 1 | 0 | 1 | -360 | 360 | 0 | 0 | 0 | 0 | 0 | 0 | 0 | 0
4042 | 4066 | 0 | 0.021057 | 0 | 99999 | 99999 | 99999 | 1 | 0 | 1 | -360 | 360 | 0 | 0 | 0 | 0 | 0 | 0 | 0 | 0
4042 | 4075 | 0 | 0.37068 | 0 | 99999 | 99999 | 99999 | 1 | 0 | 1 | -360 | 360 | 0 | 0 | 0 | 0 | 0 | 0 | 0 | 0
4042 | 4193 | 0 | 0.43276 | 0 | 99999 | 99999 | 99999 | 1 | 0 | 1 | -360 | 360 | 0 | 0 | 0 | 0 | 0 | 0 | 0 | 0
4042 | 4147 | 0 | 0.5797 | 0 | 99999 | 99999 | 99999 | 1 | 0 | 1 | -360 | 360 | 0 | 0 | 0 | 0 | 0 | 0 | 0 | 0
4061 | 4181 | 0 | 0.086689 | 0 | 99999 | 99999 | 99999 | 1 | 0 | 1 | -360 | 360 | 0 | 0 | 0 | 0 | 0 | 0 | 0 | 0
4066 | 4122 | 0 | 0.18877 | 0 | 99999 | 99999 | 99999 | 1 | 0 | 1 | -360 | 360 | 0 | 0 | 0 | 0 | 0 | 0 | 0 | 0
4066 | 4103 | 0 | 0.138 | 0 | 99999 | 99999 | 99999 | 1 | 0 | 1 | -360 | 360 | 0 | 0 | 0 | 0 | 0 | 0 | 0 | 0
4066 | 4067 | 0 | 0.41359 | 0 | 99999 | 99999 | 99999 | 1 | 0 | 1 | -360 | 360 | 0 | 0 | 0 | 0 | 0 | 0 | 0 | 0
4067 | 4194 | 0 | 0.62693 | 0 | 99999 | 99999 | 99999 | 1 | 0 | 1 | -360 | 360 | 0 | 0 | 0 | 0 | 0 | 0 | 0 | 0
4067 | 4103 | 0 | 0.41357 | 0 | 99999 | 99999 | 99999 | 1 | 0 | 1 | -360 | 360 | 0 | 0 | 0 | 0 | 0 | 0 | 0 | 0
4071 | 4194 | 0 | 0.16938 | 0 | 99999 | 99999 | 99999 | 1 | 0 | 1 | -360 | 360 | 0 | 0 | 0 | 0 | 0 | 0 | 0 | 0
4071 | 4085 | 0 | 0.49775 | 0 | 99999 | 99999 | 99999 | 1 | 0 | 1 | -360 | 360 | 0 | 0 | 0 | 0 | 0 | 0 | 0 | 0
4071 | 4193 | 0 | 0.049023 | 0 | 99999 | 99999 | 99999 | 1 | 0 | 1 | -360 | 360 | 0 | 0 | 0 | 0 | 0 | 0 | 0 | 0
4079 | 4122 | 0 | 0.022456 | 0 | 99999 | 99999 | 99999 | 1 | 0 | 1 | -360 | 360 | 0 | 0 | 0 | 0 | 0 | 0 | 0 | 0
4085 | 4181 | 0 | 0.11731 | 0 | 99999 | 99999 | 99999 | 1 | 0 | 1 | -360 | 360 | 0 | 0 | 0 | 0 | 0 | 0 | 0 | 0
4085 | 4193 | 0 | 0.35253 | 0 | 99999 | 99999 | 99999 | 1 | 0 | 1 | -360 | 360 | 0 | 0 | 0 | 0 | 0 | 0 | 0 | 0
4085 | 4194 | 0 | 0.56264 | 0 | 99999 | 99999 | 99999 | 1 | 0 | 1 | -360 | 360 | 0 | 0 | 0 | 0 | 0 | 0 | 0 | 0
4101 | 4147 | 0 | 0.32563 | 0 | 99999 | 99999 | 99999 | 1 | 0 | 1 | -360 | 360 | 0 | 0 | 0 | 0 | 0 | 0 | 0 | 0
4103 | 4171 | 0 | 0.50908 | 0 | 99999 | 99999 | 99999 | 1 | 0 | 1 | -360 | 360 | 0 | 0 | 0 | 0 | 0 | 0 | 0 | 0
4122 | 4194 | 0 | 0.26636 | 0 | 99999 | 99999 | 99999 | 1 | 0 | 1 | -360 | 360 | 0 | 0 | 0 | 0 | 0 | 0 | 0 | 0
4126 | 4171 | 0 | 0.034934 | 0 | 99999 | 99999 | 99999 | 1 | 0 | 1 | -360 | 360 | 0 | 0 | 0 | 0 | 0 | 0 | 0 | 0
4147 | 7406 | 0 | 0.76585 | 0 | 99999 | 99999 | 99999 | 1 | 0 | 1 | -360 | 360 | 0 | 0 | 0 | 0 | 0 | 0 | 0 | 0
4147 | 4190 | 0 | 0.1169 | 0 | 99999 | 99999 | 99999 | 1 | 0 | 1 | -360 | 360 | 0 | 0 | 0 | 0 | 0 | 0 | 0 | 0
4171 | 4194 | 0 | 0.33114 | 0 | 99999 | 99999 | 99999 | 1 | 0 | 1 | -360 | 360 | 0 | 0 | 0 | 0 | 0 | 0 | 0 | 0
4181 | 4193 | 0 | 0.5379 | 0 | 99999 | 99999 | 99999 | 1 | 0 | 1 | -360 | 360 | 0 | 0 | 0 | 0 | 0 | 0 | 0 | 0
4181 | 7406 | 0 | 0.22666 | 0 | 99999 | 99999 | 99999 | 1 | 0 | 1 | -360 | 360 | 0 | 0 | 0 | 0 | 0 | 0 | 0 | 0
4181 | 4194 | 0 | 0.76922 | 0 | 99999 | 99999 | 99999 | 1 | 0 | 1 | -360 | 360 | 0 | 0 | 0 | 0 | 0 | 0 | 0 | 0
4193 | 4194 | 0 | 0.4359 | 0 | 99999 | 99999 | 99999 | 1 | 0 | 1 | -360 | 360 | 0 | 0 | 0 | 0 | 0 | 0 | 0 | 0
5003 | 5250 | 0 | 0.028518 | 0 | 99999 | 99999 | 99999 | 1 | 0 | 1 | -360 | 360 | 0 | 0 | 0 | 0 | 0 | 0 | 0 | 0
5003 | 5335 | 0 | 0.48575 | 0 | 99999 | 99999 | 99999 | 1 | 0 | 1 | -360 | 360 | 0 | 0 | 0 | 0 | 0 | 0 | 0 | 0
5003 | 5103 | 0 | 0.068367 | 0 | 99999 | 99999 | 99999 | 1 | 0 | 1 | -360 | 360 | 0 | 0 | 0 | 0 | 0 | 0 | 0 | 0
5003 | 5224 | 0 | 0.3229 | 0 | 99999 | 99999 | 99999 | 1 | 0 | 1 | -360 | 360 | 0 | 0 | 0 | 0 | 0 | 0 | 0 | 0
5003 | 5203 | 0 | 0.12417 | 0 | 99999 | 99999 | 99999 | 1 | 0 | 1 | -360 | 360 | 0 | 0 | 0 | 0 | 0 | 0 | 0 | 0
5003 | 5126 | 0 | 0.1159 | 0 | 99999 | 99999 | 99999 | 1 | 0 | 1 | -360 | 360 | 0 | 0 | 0 | 0 | 0 | 0 | 0 | 0
5004 | 5444 | 0 | 0.76843 | 0 | 99999 | 99999 | 99999 | 1 | 0 | 1 | -360 | 360 | 0 | 0 | 0 | 0 | 0 | 0 | 0 | 0
5004 | 5385 | 0 | 0.73867 | 0 | 99999 | 99999 | 99999 | 1 | 0 | 1 | -360 | 360 | 0 | 0 | 0 | 0 | 0 | 0 | 0 | 0
5004 | 5011 | 0 | 0.32084 | 0 | 99999 | 99999 | 99999 | 1 | 0 | 1 | -360 | 360 | 0 | 0 | 0 | 0 | 0 | 0 | 0 | 0
5005 | 5008 | 0 | 0.51355 | 0 | 99999 | 99999 | 99999 | 1 | 0 | 1 | -360 | 360 | 0 | 0 | 0 | 0 | 0 | 0 | 0 | 0
5007 | 5016 | 0 | 0.13858 | 0 | 99999 | 99999 | 99999 | 1 | 0 | 1 | -360 | 360 | 0 | 0 | 0 | 0 | 0 | 0 | 0 | 0
5007 | 5465 | 0 | 0.15526 | 0 | 99999 | 99999 | 99999 | 1 | 0 | 1 | -360 | 360 | 0 | 0 | 0 | 0 | 0 | 0 | 0 | 0
5007 | 5253 | 0 | 0.038443 | 0 | 99999 | 99999 | 99999 | 1 | 0 | 1 | -360 | 360 | 0 | 0 | 0 | 0 | 0 | 0 | 0 | 0
5007 | 5422 | 0 | 0.34313 | 0 | 99999 | 99999 | 99999 | 1 | 0 | 1 | -360 | 360 | 0 | 0 | 0 | 0 | 0 | 0 | 0 | 0
5007 | 5449 | 0 | 0.63339 | 0 | 99999 | 99999 | 99999 | 1 | 0 | 1 | -360 | 360 | 0 | 0 | 0 | 0 | 0 | 0 | 0 | 0
5007 | 5444 | 0 | 0.42946 | 0 | 99999 | 99999 | 99999 | 1 | 0 | 1 | -360 | 360 | 0 | 0 | 0 | 0 | 0 | 0 | 0 | 0
5007 | 5291 | 0 | 0.23428 | 0 | 99999 | 99999 | 99999 | 1 | 0 | 1 | -360 | 360 | 0 | 0 | 0 | 0 | 0 | 0 | 0 | 0
5007 | 5245 | 0 | 0.36967 | 0 | 99999 | 99999 | 99999 | 1 | 0 | 1 | -360 | 360 | 0 | 0 | 0 | 0 | 0 | 0 | 0 | 0
5007 | 5022 | 0 | 0.49144 | 0 | 99999 | 99999 | 99999 | 1 | 0 | 1 | -360 | 360 | 0 | 0 | 0 | 0 | 0 | 0 | 0 | 0
5007 | 5323 | 0 | 0.45459 | 0 | 99999 | 99999 | 99999 | 1 | 0 | 1 | -360 | 360 | 0 | 0 | 0 | 0 | 0 | 0 | 0 | 0
5007 | 5385 | 0 | 0.30608 | 0 | 99999 | 99999 | 99999 | 1 | 0 | 1 | -360 | 360 | 0 | 0 | 0 | 0 | 0 | 0 | 0 | 0
5007 | 5364 | 0 | 0.24558 | 0 | 99999 | 99999 | 99999 | 1 | 0 | 1 | -360 | 360 | 0 | 0 | 0 | 0 | 0 | 0 | 0 | 0
5007 | 5351 | 0 | 0.32455 | 0 | 99999 | 99999 | 99999 | 1 | 0 | 1 | -360 | 360 | 0 | 0 | 0 | 0 | 0 | 0 | 0 | 0
5007 | 5307 | 0 | 0.46772 | 0 | 99999 | 99999 | 99999 | 1 | 0 | 1 | -360 | 360 | 0 | 0 | 0 | 0 | 0 | 0 | 0 | 0
5007 | 5305 | 0 | 0.58918 | 0 | 99999 | 99999 | 99999 | 1 | 0 | 1 | -360 | 360 | 0 | 0 | 0 | 0 | 0 | 0 | 0 | 0
5007 | 5103 | 0 | 0.2681 | 0 | 99999 | 99999 | 99999 | 1 | 0 | 1 | -360 | 360 | 0 | 0 | 0 | 0 | 0 | 0 | 0 | 0
5007 | 5206 | 0 | 0.44004 | 0 | 99999 | 99999 | 99999 | 1 | 0 | 1 | -360 | 360 | 0 | 0 | 0 | 0 | 0 | 0 | 0 | 0
5007 | 5067 | 0 | 0.53751 | 0 | 99999 | 99999 | 99999 | 1 | 0 | 1 | -360 | 360 | 0 | 0 | 0 | 0 | 0 | 0 | 0 | 0
5007 | 5057 | 0 | 0.66033 | 0 | 99999 | 99999 | 99999 | 1 | 0 | 1 | -360 | 360 | 0 | 0 | 0 | 0 | 0 | 0 | 0 | 0
5007 | 5084 | 0 | 0.4465 | 0 | 99999 | 99999 | 99999 | 1 | 0 | 1 | -360 | 360 | 0 | 0 | 0 | 0 | 0 | 0 | 0 | 0
5010 | 5305 | 0 | 0.010658 | 0 | 99999 | 99999 | 99999 | 1 | 0 | 1 | -360 | 360 | 0 | 0 | 0 | 0 | 0 | 0 | 0 | 0
5010 | 5412 | 0 | 0.034058 | 0 | 99999 | 99999 | 99999 | 1 | 0 | 1 | -360 | 360 | 0 | 0 | 0 | 0 | 0 | 0 | 0 | 0
5010 | 5351 | 0 | 0.11747 | 0 | 99999 | 99999 | 99999 | 1 | 0 | 1 | -360 | 360 | 0 | 0 | 0 | 0 | 0 | 0 | 0 | 0
5010 | 5126 | 0 | 0.030065 | 0 | 99999 | 99999 | 99999 | 1 | 0 | 1 | -360 | 360 | 0 | 0 | 0 | 0 | 0 | 0 | 0 | 0
5010 | 5161 | 0 | 0.056432 | 0 | 99999 | 99999 | 99999 | 1 | 0 | 1 | -360 | 360 | 0 | 0 | 0 | 0 | 0 | 0 | 0 | 0
5010 | 5053 | 0 | 0.086033 | 0 | 99999 | 99999 | 99999 | 1 | 0 | 1 | -360 | 360 | 0 | 0 | 0 | 0 | 0 | 0 | 0 | 0
5010 | 5084 | 0 | 0.072672 | 0 | 99999 | 99999 | 99999 | 1 | 0 | 1 | -360 | 360 | 0 | 0 | 0 | 0 | 0 | 0 | 0 | 0
5011 | 8001 | 0 | 0.38151 | 0 | 99999 | 99999 | 99999 | 1 | 0 | 1 | -360 | 360 | 0 | 0 | 0 | 0 | 0 | 0 | 0 | 0
5011 | 8087 | 0 | 0.32222 | 0 | 99999 | 99999 | 99999 | 1 | 0 | 1 | -360 | 360 | 0 | 0 | 0 | 0 | 0 | 0 | 0 | 0
5016 | 5480 | 0 | 0.15747 | 0 | 99999 | 99999 | 99999 | 1 | 0 | 1 | -360 | 360 | 0 | 0 | 0 | 0 | 0 | 0 | 0 | 0
5016 | 5251 | 0 | 0.55083 | 0 | 99999 | 99999 | 99999 | 1 | 0 | 1 | -360 | 360 | 0 | 0 | 0 | 0 | 0 | 0 | 0 | 0
5016 | 5463 | 0 | 0.20017 | 0 | 99999 | 99999 | 99999 | 1 | 0 | 1 | -360 | 360 | 0 | 0 | 0 | 0 | 0 | 0 | 0 | 0
5016 | 5098 | 0 | 0.69133 | 0 | 99999 | 99999 | 99999 | 1 | 0 | 1 | -360 | 360 | 0 | 0 | 0 | 0 | 0 | 0 | 0 | 0
5016 | 5465 | 0 | 0.26962 | 0 | 99999 | 99999 | 99999 | 1 | 0 | 1 | -360 | 360 | 0 | 0 | 0 | 0 | 0 | 0 | 0 | 0
5016 | 5335 | 0 | 0.21605 | 0 | 99999 | 99999 | 99999 | 1 | 0 | 1 | -360 | 360 | 0 | 0 | 0 | 0 | 0 | 0 | 0 | 0
5016 | 5253 | 0 | 0.26466 | 0 | 99999 | 99999 | 99999 | 1 | 0 | 1 | -360 | 360 | 0 | 0 | 0 | 0 | 0 | 0 | 0 | 0
5016 | 5422 | 0 | 0.36663 | 0 | 99999 | 99999 | 99999 | 1 | 0 | 1 | -360 | 360 | 0 | 0 | 0 | 0 | 0 | 0 | 0 | 0
5016 | 5449 | 0 | 0.19083 | 0 | 99999 | 99999 | 99999 | 1 | 0 | 1 | -360 | 360 | 0 | 0 | 0 | 0 | 0 | 0 | 0 | 0
5016 | 5444 | 0 | 0.25356 | 0 | 99999 | 99999 | 99999 | 1 | 0 | 1 | -360 | 360 | 0 | 0 | 0 | 0 | 0 | 0 | 0 | 0
5016 | 5379 | 0 | 0.034582 | 0 | 99999 | 99999 | 99999 | 1 | 0 | 1 | -360 | 360 | 0 | 0 | 0 | 0 | 0 | 0 | 0 | 0
5016 | 5440 | 0 | 0.22301 | 0 | 99999 | 99999 | 99999 | 1 | 0 | 1 | -360 | 360 | 0 | 0 | 0 | 0 | 0 | 0 | 0 | 0
5016 | 5291 | 0 | 0.10493 | 0 | 99999 | 99999 | 99999 | 1 | 0 | 1 | -360 | 360 | 0 | 0 | 0 | 0 | 0 | 0 | 0 | 0
5016 | 5447 | 0 | 0.35929 | 0 | 99999 | 99999 | 99999 | 1 | 0 | 1 | -360 | 360 | 0 | 0 | 0 | 0 | 0 | 0 | 0 | 0
5016 | 5441 | 0 | 0.47606 | 0 | 99999 | 99999 | 99999 | 1 | 0 | 1 | -360 | 360 | 0 | 0 | 0 | 0 | 0 | 0 | 0 | 0
5016 | 5373 | 0 | 0.10022 | 0 | 99999 | 99999 | 99999 | 1 | 0 | 1 | -360 | 360 | 0 | 0 | 0 | 0 | 0 | 0 | 0 | 0
5016 | 5245 | 0 | 0.048408 | 0 | 99999 | 99999 | 99999 | 1 | 0 | 1 | -360 | 360 | 0 | 0 | 0 | 0 | 0 | 0 | 0 | 0
5016 | 5022 | 0 | 0.13188 | 0 | 99999 | 99999 | 99999 | 1 | 0 | 1 | -360 | 360 | 0 | 0 | 0 | 0 | 0 | 0 | 0 | 0
5016 | 5323 | 0 | 0.13424 | 0 | 99999 | 99999 | 99999 | 1 | 0 | 1 | -360 | 360 | 0 | 0 | 0 | 0 | 0 | 0 | 0 | 0
5016 | 5385 | 0 | 0.16606 | 0 | 99999 | 99999 | 99999 | 1 | 0 | 1 | -360 | 360 | 0 | 0 | 0 | 0 | 0 | 0 | 0 | 0
5016 | 5364 | 0 | 0.092122 | 0 | 99999 | 99999 | 99999 | 1 | 0 | 1 | -360 | 360 | 0 | 0 | 0 | 0 | 0 | 0 | 0 | 0
5016 | 5351 | 0 | 0.24623 | 0 | 99999 | 99999 | 99999 | 1 | 0 | 1 | -360 | 360 | 0 | 0 | 0 | 0 | 0 | 0 | 0 | 0
5016 | 5305 | 0 | 0.4161 | 0 | 99999 | 99999 | 99999 | 1 | 0 | 1 | -360 | 360 | 0 | 0 | 0 | 0 | 0 | 0 | 0 | 0
5016 | 5103 | 0 | 0.25436 | 0 | 99999 | 99999 | 99999 | 1 | 0 | 1 | -360 | 360 | 0 | 0 | 0 | 0 | 0 | 0 | 0 | 0
5016 | 5302 | 0 | 0.78171 | 0 | 99999 | 99999 | 99999 | 1 | 0 | 1 | -360 | 360 | 0 | 0 | 0 | 0 | 0 | 0 | 0 | 0
5016 | 5117 | 0 | 0.34317 | 0 | 99999 | 99999 | 99999 | 1 | 0 | 1 | -360 | 360 | 0 | 0 | 0 | 0 | 0 | 0 | 0 | 0
5016 | 5206 | 0 | 0.26294 | 0 | 99999 | 99999 | 99999 | 1 | 0 | 1 | -360 | 360 | 0 | 0 | 0 | 0 | 0 | 0 | 0 | 0
5016 | 5067 | 0 | 0.11538 | 0 | 99999 | 99999 | 99999 | 1 | 0 | 1 | -360 | 360 | 0 | 0 | 0 | 0 | 0 | 0 | 0 | 0
5016 | 5057 | 0 | 0.39331 | 0 | 99999 | 99999 | 99999 | 1 | 0 | 1 | -360 | 360 | 0 | 0 | 0 | 0 | 0 | 0 | 0 | 0
5016 | 5084 | 0 | 0.4515 | 0 | 99999 | 99999 | 99999 | 1 | 0 | 1 | -360 | 360 | 0 | 0 | 0 | 0 | 0 | 0 | 0 | 0
5016 | 5262 | 0 | 0.32741 | 0 | 99999 | 99999 | 99999 | 1 | 0 | 1 | -360 | 360 | 0 | 0 | 0 | 0 | 0 | 0 | 0 | 0
5022 | 5030 | 0 | 0.047689 | 0 | 99999 | 99999 | 99999 | 1 | 0 | 1 | -360 | 360 | 0 | 0 | 0 | 0 | 0 | 0 | 0 | 0
5022 | 5291 | 0 | 0.033275 | 0 | 99999 | 99999 | 99999 | 1 | 0 | 1 | -360 | 360 | 0 | 0 | 0 | 0 | 0 | 0 | 0 | 0
5022 | 5480 | 0 | 0.089434 | 0 | 99999 | 99999 | 99999 | 1 | 0 | 1 | -360 | 360 | 0 | 0 | 0 | 0 | 0 | 0 | 0 | 0
5022 | 5098 | 0 | 0.50508 | 0 | 99999 | 99999 | 99999 | 1 | 0 | 1 | -360 | 360 | 0 | 0 | 0 | 0 | 0 | 0 | 0 | 0
5022 | 5465 | 0 | 0.67213 | 0 | 99999 | 99999 | 99999 | 1 | 0 | 1 | -360 | 360 | 0 | 0 | 0 | 0 | 0 | 0 | 0 | 0
5022 | 5449 | 0 | 0.15061 | 0 | 99999 | 99999 | 99999 | 1 | 0 | 1 | -360 | 360 | 0 | 0 | 0 | 0 | 0 | 0 | 0 | 0
5022 | 5444 | 0 | 0.15442 | 0 | 99999 | 99999 | 99999 | 1 | 0 | 1 | -360 | 360 | 0 | 0 | 0 | 0 | 0 | 0 | 0 | 0
5022 | 5379 | 0 | 0.33389 | 0 | 99999 | 99999 | 99999 | 1 | 0 | 1 | -360 | 360 | 0 | 0 | 0 | 0 | 0 | 0 | 0 | 0
5022 | 5440 | 0 | 0.48637 | 0 | 99999 | 99999 | 99999 | 1 | 0 | 1 | -360 | 360 | 0 | 0 | 0 | 0 | 0 | 0 | 0 | 0
5022 | 5441 | 0 | 0.74694 | 0 | 99999 | 99999 | 99999 | 1 | 0 | 1 | -360 | 360 | 0 | 0 | 0 | 0 | 0 | 0 | 0 | 0
5022 | 5323 | 0 | 0.1803 | 0 | 99999 | 99999 | 99999 | 1 | 0 | 1 | -360 | 360 | 0 | 0 | 0 | 0 | 0 | 0 | 0 | 0
5022 | 5415 | 0 | 0.29874 | 0 | 99999 | 99999 | 99999 | 1 | 0 | 1 | -360 | 360 | 0 | 0 | 0 | 0 | 0 | 0 | 0 | 0
5022 | 5385 | 0 | 0.21171 | 0 | 99999 | 99999 | 99999 | 1 | 0 | 1 | -360 | 360 | 0 | 0 | 0 | 0 | 0 | 0 | 0 | 0
5022 | 5364 | 0 | 0.23695 | 0 | 99999 | 99999 | 99999 | 1 | 0 | 1 | -360 | 360 | 0 | 0 | 0 | 0 | 0 | 0 | 0 | 0
5022 | 5351 | 0 | 0.29889 | 0 | 99999 | 99999 | 99999 | 1 | 0 | 1 | -360 | 360 | 0 | 0 | 0 | 0 | 0 | 0 | 0 | 0
5022 | 5103 | 0 | 0.53614 | 0 | 99999 | 99999 | 99999 | 1 | 0 | 1 | -360 | 360 | 0 | 0 | 0 | 0 | 0 | 0 | 0 | 0
5022 | 5117 | 0 | 0.23789 | 0 | 99999 | 99999 | 99999 | 1 | 0 | 1 | -360 | 360 | 0 | 0 | 0 | 0 | 0 | 0 | 0 | 0
5022 | 5206 | 0 | 0.43305 | 0 | 99999 | 99999 | 99999 | 1 | 0 | 1 | -360 | 360 | 0 | 0 | 0 | 0 | 0 | 0 | 0 | 0
5022 | 5067 | 0 | 0.27851 | 0 | 99999 | 99999 | 99999 | 1 | 0 | 1 | -360 | 360 | 0 | 0 | 0 | 0 | 0 | 0 | 0 | 0
5022 | 5057 | 0 | 0.28306 | 0 | 99999 | 99999 | 99999 | 1 | 0 | 1 | -360 | 360 | 0 | 0 | 0 | 0 | 0 | 0 | 0 | 0
5022 | 5319 | 0 | 0.1863 | 0 | 99999 | 99999 | 99999 | 1 | 0 | 1 | -360 | 360 | 0 | 0 | 0 | 0 | 0 | 0 | 0 | 0
5022 | 5262 | 0 | 0.078792 | 0 | 99999 | 99999 | 99999 | 1 | 0 | 1 | -360 | 360 | 0 | 0 | 0 | 0 | 0 | 0 | 0 | 0
5030 | 5291 | 0 | 0.10504 | 0 | 99999 | 99999 | 99999 | 1 | 0 | 1 | -360 | 360 | 0 | 0 | 0 | 0 | 0 | 0 | 0 | 0
5037 | 5465 | 0 | 0.64621 | 0 | 99999 | 99999 | 99999 | 1 | 0 | 1 | -360 | 360 | 0 | 0 | 0 | 0 | 0 | 0 | 0 | 0
5037 | 5449 | 0 | 0.42657 | 0 | 99999 | 99999 | 99999 | 1 | 0 | 1 | -360 | 360 | 0 | 0 | 0 | 0 | 0 | 0 | 0 | 0
5037 | 5444 | 0 | 0.12192 | 0 | 99999 | 99999 | 99999 | 1 | 0 | 1 | -360 | 360 | 0 | 0 | 0 | 0 | 0 | 0 | 0 | 0
5037 | 5323 | 0 | 0.26859 | 0 | 99999 | 99999 | 99999 | 1 | 0 | 1 | -360 | 360 | 0 | 0 | 0 | 0 | 0 | 0 | 0 | 0
5037 | 5385 | 0 | 0.046944 | 0 | 99999 | 99999 | 99999 | 1 | 0 | 1 | -360 | 360 | 0 | 0 | 0 | 0 | 0 | 0 | 0 | 0
5037 | 5382 | 0 | 0.57275 | 0 | 99999 | 99999 | 99999 | 1 | 0 | 1 | -360 | 360 | 0 | 0 | 0 | 0 | 0 | 0 | 0 | 0
5037 | 5351 | 0 | 0.11841 | 0 | 99999 | 99999 | 99999 | 1 | 0 | 1 | -360 | 360 | 0 | 0 | 0 | 0 | 0 | 0 | 0 | 0
5037 | 5103 | 0 | 0.28927 | 0 | 99999 | 99999 | 99999 | 1 | 0 | 1 | -360 | 360 | 0 | 0 | 0 | 0 | 0 | 0 | 0 | 0
5037 | 5329 | 0 | 0.56277 | 0 | 99999 | 99999 | 99999 | 1 | 0 | 1 | -360 | 360 | 0 | 0 | 0 | 0 | 0 | 0 | 0 | 0
5037 | 5048 | 0 | 0.72574 | 0 | 99999 | 99999 | 99999 | 1 | 0 | 1 | -360 | 360 | 0 | 0 | 0 | 0 | 0 | 0 | 0 | 0
5048 | 5444 | 0 | 0.022379 | 0 | 99999 | 99999 | 99999 | 1 | 0 | 1 | -360 | 360 | 0 | 0 | 0 | 0 | 0 | 0 | 0 | 0
5048 | 5385 | 0 | 0.24323 | 0 | 99999 | 99999 | 99999 | 1 | 0 | 1 | -360 | 360 | 0 | 0 | 0 | 0 | 0 | 0 | 0 | 0
5048 | 5351 | 0 | 0.67077 | 0 | 99999 | 99999 | 99999 | 1 | 0 | 1 | -360 | 360 | 0 | 0 | 0 | 0 | 0 | 0 | 0 | 0
5048 | 5262 | 0 | 0.33487 | 0 | 99999 | 99999 | 99999 | 1 | 0 | 1 | -360 | 360 | 0 | 0 | 0 | 0 | 0 | 0 | 0 | 0
5053 | 5203 | 0 | 0.034411 | 0 | 99999 | 99999 | 99999 | 1 | 0 | 1 | -360 | 360 | 0 | 0 | 0 | 0 | 0 | 0 | 0 | 0
5053 | 5103 | 0 | 0.01212 | 0 | 99999 | 99999 | 99999 | 1 | 0 | 1 | -360 | 360 | 0 | 0 | 0 | 0 | 0 | 0 | 0 | 0
5053 | 5126 | 0 | 0.42192 | 0 | 99999 | 99999 | 99999 | 1 | 0 | 1 | -360 | 360 | 0 | 0 | 0 | 0 | 0 | 0 | 0 | 0
5053 | 5084 | 0 | 0.0088894 | 0 | 99999 | 99999 | 99999 | 1 | 0 | 1 | -360 | 360 | 0 | 0 | 0 | 0 | 0 | 0 | 0 | 0
5057 | 5415 | 0 | 0.42382 | 0 | 99999 | 99999 | 99999 | 1 | 0 | 1 | -360 | 360 | 0 | 0 | 0 | 0 | 0 | 0 | 0 | 0
5057 | 5364 | 0 | 0.19365 | 0 | 99999 | 99999 | 99999 | 1 | 0 | 1 | -360 | 360 | 0 | 0 | 0 | 0 | 0 | 0 | 0 | 0
5057 | 5206 | 0 | 0.26318 | 0 | 99999 | 99999 | 99999 | 1 | 0 | 1 | -360 | 360 | 0 | 0 | 0 | 0 | 0 | 0 | 0 | 0
5057 | 5262 | 0 | 0.67944 | 0 | 99999 | 99999 | 99999 | 1 | 0 | 1 | -360 | 360 | 0 | 0 | 0 | 0 | 0 | 0 | 0 | 0
5067 | 5480 | 0 | 0.50809 | 0 | 99999 | 99999 | 99999 | 1 | 0 | 1 | -360 | 360 | 0 | 0 | 0 | 0 | 0 | 0 | 0 | 0
5067 | 5465 | 0 | 0.57234 | 0 | 99999 | 99999 | 99999 | 1 | 0 | 1 | -360 | 360 | 0 | 0 | 0 | 0 | 0 | 0 | 0 | 0
5067 | 5449 | 0 | 0.24309 | 0 | 99999 | 99999 | 99999 | 1 | 0 | 1 | -360 | 360 | 0 | 0 | 0 | 0 | 0 | 0 | 0 | 0
5067 | 5444 | 0 | 0.29974 | 0 | 99999 | 99999 | 99999 | 1 | 0 | 1 | -360 | 360 | 0 | 0 | 0 | 0 | 0 | 0 | 0 | 0
5067 | 5440 | 0 | 0.44654 | 0 | 99999 | 99999 | 99999 | 1 | 0 | 1 | -360 | 360 | 0 | 0 | 0 | 0 | 0 | 0 | 0 | 0
5067 | 5323 | 0 | 0.13205 | 0 | 99999 | 99999 | 99999 | 1 | 0 | 1 | -360 | 360 | 0 | 0 | 0 | 0 | 0 | 0 | 0 | 0
5067 | 5385 | 0 | 0.17988 | 0 | 99999 | 99999 | 99999 | 1 | 0 | 1 | -360 | 360 | 0 | 0 | 0 | 0 | 0 | 0 | 0 | 0
5067 | 5364 | 0 | 0.37886 | 0 | 99999 | 99999 | 99999 | 1 | 0 | 1 | -360 | 360 | 0 | 0 | 0 | 0 | 0 | 0 | 0 | 0
5067 | 5351 | 0 | 0.34748 | 0 | 99999 | 99999 | 99999 | 1 | 0 | 1 | -360 | 360 | 0 | 0 | 0 | 0 | 0 | 0 | 0 | 0
5067 | 5305 | 0 | 0.43691 | 0 | 99999 | 99999 | 99999 | 1 | 0 | 1 | -360 | 360 | 0 | 0 | 0 | 0 | 0 | 0 | 0 | 0
5067 | 5103 | 0 | 0.35283 | 0 | 99999 | 99999 | 99999 | 1 | 0 | 1 | -360 | 360 | 0 | 0 | 0 | 0 | 0 | 0 | 0 | 0
5067 | 5117 | 0 | 0.74806 | 0 | 99999 | 99999 | 99999 | 1 | 0 | 1 | -360 | 360 | 0 | 0 | 0 | 0 | 0 | 0 | 0 | 0
5067 | 5084 | 0 | 0.62746 | 0 | 99999 | 99999 | 99999 | 1 | 0 | 1 | -360 | 360 | 0 | 0 | 0 | 0 | 0 | 0 | 0 | 0
5067 | 5262 | 0 | 0.36539 | 0 | 99999 | 99999 | 99999 | 1 | 0 | 1 | -360 | 360 | 0 | 0 | 0 | 0 | 0 | 0 | 0 | 0
5084 | 5351 | 0 | 0.19639 | 0 | 99999 | 99999 | 99999 | 1 | 0 | 1 | -360 | 360 | 0 | 0 | 0 | 0 | 0 | 0 | 0 | 0
5084 | 5126 | 0 | 0.35283 | 0 | 99999 | 99999 | 99999 | 1 | 0 | 1 | -360 | 360 | 0 | 0 | 0 | 0 | 0 | 0 | 0 | 0
5084 | 5161 | 0 | 0.6542 | 0 | 99999 | 99999 | 99999 | 1 | 0 | 1 | -360 | 360 | 0 | 0 | 0 | 0 | 0 | 0 | 0 | 0
5084 | 8129 | 0 | 0.44593 | 0 | 99999 | 99999 | 99999 | 1 | 0 | 1 | -360 | 360 | 0 | 0 | 0 | 0 | 0 | 0 | 0 | 0
5084 | 5465 | 0 | 0.1693 | 0 | 99999 | 99999 | 99999 | 1 | 0 | 1 | -360 | 360 | 0 | 0 | 0 | 0 | 0 | 0 | 0 | 0
5084 | 5449 | 0 | 0.45899 | 0 | 99999 | 99999 | 99999 | 1 | 0 | 1 | -360 | 360 | 0 | 0 | 0 | 0 | 0 | 0 | 0 | 0
5084 | 5444 | 0 | 0.15257 | 0 | 99999 | 99999 | 99999 | 1 | 0 | 1 | -360 | 360 | 0 | 0 | 0 | 0 | 0 | 0 | 0 | 0
5084 | 5323 | 0 | 0.26737 | 0 | 99999 | 99999 | 99999 | 1 | 0 | 1 | -360 | 360 | 0 | 0 | 0 | 0 | 0 | 0 | 0 | 0
5084 | 5385 | 0 | 0.18477 | 0 | 99999 | 99999 | 99999 | 1 | 0 | 1 | -360 | 360 | 0 | 0 | 0 | 0 | 0 | 0 | 0 | 0
5084 | 5305 | 0 | 0.20222 | 0 | 99999 | 99999 | 99999 | 1 | 0 | 1 | -360 | 360 | 0 | 0 | 0 | 0 | 0 | 0 | 0 | 0
5084 | 5103 | 0 | 0.15477 | 0 | 99999 | 99999 | 99999 | 1 | 0 | 1 | -360 | 360 | 0 | 0 | 0 | 0 | 0 | 0 | 0 | 0
5084 | 5234 | 0 | 0.31869 | 0 | 99999 | 99999 | 99999 | 1 | 0 | 1 | -360 | 360 | 0 | 0 | 0 | 0 | 0 | 0 | 0 | 0
5084 | 5302 | 0 | 0.23353 | 0 | 99999 | 99999 | 99999 | 1 | 0 | 1 | -360 | 360 | 0 | 0 | 0 | 0 | 0 | 0 | 0 | 0
5098 | 5480 | 0 | 0.61089 | 0 | 99999 | 99999 | 99999 | 1 | 0 | 1 | -360 | 360 | 0 | 0 | 0 | 0 | 0 | 0 | 0 | 0
5098 | 5444 | 0 | 0.23211 | 0 | 99999 | 99999 | 99999 | 1 | 0 | 1 | -360 | 360 | 0 | 0 | 0 | 0 | 0 | 0 | 0 | 0
5098 | 5440 | 0 | 0.76534 | 0 | 99999 | 99999 | 99999 | 1 | 0 | 1 | -360 | 360 | 0 | 0 | 0 | 0 | 0 | 0 | 0 | 0
5098 | 5291 | 0 | 0.20944 | 0 | 99999 | 99999 | 99999 | 1 | 0 | 1 | -360 | 360 | 0 | 0 | 0 | 0 | 0 | 0 | 0 | 0
5098 | 5447 | 0 | 0.48194 | 0 | 99999 | 99999 | 99999 | 1 | 0 | 1 | -360 | 360 | 0 | 0 | 0 | 0 | 0 | 0 | 0 | 0
5098 | 5441 | 0 | 0.11778 | 0 | 99999 | 99999 | 99999 | 1 | 0 | 1 | -360 | 360 | 0 | 0 | 0 | 0 | 0 | 0 | 0 | 0
5098 | 5373 | 0 | 0.2198 | 0 | 99999 | 99999 | 99999 | 1 | 0 | 1 | -360 | 360 | 0 | 0 | 0 | 0 | 0 | 0 | 0 | 0
5098 | 5287 | 0 | 0.38418 | 0 | 99999 | 99999 | 99999 | 1 | 0 | 1 | -360 | 360 | 0 | 0 | 0 | 0 | 0 | 0 | 0 | 0
5098 | 5117 | 0 | 0.25095 | 0 | 99999 | 99999 | 99999 | 1 | 0 | 1 | -360 | 360 | 0 | 0 | 0 | 0 | 0 | 0 | 0 | 0
5098 | 5319 | 0 | 0.70748 | 0 | 99999 | 99999 | 99999 | 1 | 0 | 1 | -360 | 360 | 0 | 0 | 0 | 0 | 0 | 0 | 0 | 0
5098 | 5262 | 0 | 0.30942 | 0 | 99999 | 99999 | 99999 | 1 | 0 | 1 | -360 | 360 | 0 | 0 | 0 | 0 | 0 | 0 | 0 | 0
5103 | 5203 | 0 | 0.024832 | 0 | 99999 | 99999 | 99999 | 1 | 0 | 1 | -360 | 360 | 0 | 0 | 0 | 0 | 0 | 0 | 0 | 0
5103 | 8129 | 0 | 0.2584 | 0 | 99999 | 99999 | 99999 | 1 | 0 | 1 | -360 | 360 | 0 | 0 | 0 | 0 | 0 | 0 | 0 | 0
5103 | 5157 | 0 | 0.77764 | 0 | 99999 | 99999 | 99999 | 1 | 0 | 1 | -360 | 360 | 0 | 0 | 0 | 0 | 0 | 0 | 0 | 0
5103 | 5465 | 0 | 0.098327 | 0 | 99999 | 99999 | 99999 | 1 | 0 | 1 | -360 | 360 | 0 | 0 | 0 | 0 | 0 | 0 | 0 | 0
5103 | 5335 | 0 | 0.13705 | 0 | 99999 | 99999 | 99999 | 1 | 0 | 1 | -360 | 360 | 0 | 0 | 0 | 0 | 0 | 0 | 0 | 0
5103 | 5253 | 0 | 0.65177 | 0 | 99999 | 99999 | 99999 | 1 | 0 | 1 | -360 | 360 | 0 | 0 | 0 | 0 | 0 | 0 | 0 | 0
5103 | 5449 | 0 | 0.26683 | 0 | 99999 | 99999 | 99999 | 1 | 0 | 1 | -360 | 360 | 0 | 0 | 0 | 0 | 0 | 0 | 0 | 0
5103 | 5444 | 0 | 0.10367 | 0 | 99999 | 99999 | 99999 | 1 | 0 | 1 | -360 | 360 | 0 | 0 | 0 | 0 | 0 | 0 | 0 | 0
5103 | 5323 | 0 | 0.14323 | 0 | 99999 | 99999 | 99999 | 1 | 0 | 1 | -360 | 360 | 0 | 0 | 0 | 0 | 0 | 0 | 0 | 0
5103 | 5385 | 0 | 0.046573 | 0 | 99999 | 99999 | 99999 | 1 | 0 | 1 | -360 | 360 | 0 | 0 | 0 | 0 | 0 | 0 | 0 | 0
5103 | 5382 | 0 | 0.59045 | 0 | 99999 | 99999 | 99999 | 1 | 0 | 1 | -360 | 360 | 0 | 0 | 0 | 0 | 0 | 0 | 0 | 0
5103 | 5364 | 0 | 0.58675 | 0 | 99999 | 99999 | 99999 | 1 | 0 | 1 | -360 | 360 | 0 | 0 | 0 | 0 | 0 | 0 | 0 | 0
5103 | 5161 | 0 | 0.5079 | 0 | 99999 | 99999 | 99999 | 1 | 0 | 1 | -360 | 360 | 0 | 0 | 0 | 0 | 0 | 0 | 0 | 0
5103 | 5351 | 0 | 0.078871 | 0 | 99999 | 99999 | 99999 | 1 | 0 | 1 | -360 | 360 | 0 | 0 | 0 | 0 | 0 | 0 | 0 | 0
5103 | 5305 | 0 | 0.094761 | 0 | 99999 | 99999 | 99999 | 1 | 0 | 1 | -360 | 360 | 0 | 0 | 0 | 0 | 0 | 0 | 0 | 0
5103 | 5234 | 0 | 0.29269 | 0 | 99999 | 99999 | 99999 | 1 | 0 | 1 | -360 | 360 | 0 | 0 | 0 | 0 | 0 | 0 | 0 | 0
5103 | 5302 | 0 | 0.21418 | 0 | 99999 | 99999 | 99999 | 1 | 0 | 1 | -360 | 360 | 0 | 0 | 0 | 0 | 0 | 0 | 0 | 0
5103 | 5224 | 0 | 0.015054 | 0 | 99999 | 99999 | 99999 | 1 | 0 | 1 | -360 | 360 | 0 | 0 | 0 | 0 | 0 | 0 | 0 | 0
5103 | 5329 | 0 | 0.43619 | 0 | 99999 | 99999 | 99999 | 1 | 0 | 1 | -360 | 360 | 0 | 0 | 0 | 0 | 0 | 0 | 0 | 0
5103 | 5168 | 0 | 0.18088 | 0 | 99999 | 99999 | 99999 | 1 | 0 | 1 | -360 | 360 | 0 | 0 | 0 | 0 | 0 | 0 | 0 | 0
5103 | 5126 | 0 | 0.055431 | 0 | 99999 | 99999 | 99999 | 1 | 0 | 1 | -360 | 360 | 0 | 0 | 0 | 0 | 0 | 0 | 0 | 0
5103 | 5181 | 0 | 0.75518 | 0 | 99999 | 99999 | 99999 | 1 | 0 | 1 | -360 | 360 | 0 | 0 | 0 | 0 | 0 | 0 | 0 | 0
5103 | 5250 | 0 | 0.2298 | 0 | 99999 | 99999 | 99999 | 1 | 0 | 1 | -360 | 360 | 0 | 0 | 0 | 0 | 0 | 0 | 0 | 0
5117 | 5447 | 0 | 0.021962 | 0 | 99999 | 99999 | 99999 | 1 | 0 | 1 | -360 | 360 | 0 | 0 | 0 | 0 | 0 | 0 | 0 | 0
5117 | 5480 | 0 | 0.34083 | 0 | 99999 | 99999 | 99999 | 1 | 0 | 1 | -360 | 360 | 0 | 0 | 0 | 0 | 0 | 0 | 0 | 0
5117 | 5251 | 0 | 0.29969 | 0 | 99999 | 99999 | 99999 | 1 | 0 | 1 | -360 | 360 | 0 | 0 | 0 | 0 | 0 | 0 | 0 | 0
5117 | 5379 | 0 | 0.067561 | 0 | 99999 | 99999 | 99999 | 1 | 0 | 1 | -360 | 360 | 0 | 0 | 0 | 0 | 0 | 0 | 0 | 0
5117 | 5440 | 0 | 0.12051 | 0 | 99999 | 99999 | 99999 | 1 | 0 | 1 | -360 | 360 | 0 | 0 | 0 | 0 | 0 | 0 | 0 | 0
5117 | 5291 | 0 | 0.40206 | 0 | 99999 | 99999 | 99999 | 1 | 0 | 1 | -360 | 360 | 0 | 0 | 0 | 0 | 0 | 0 | 0 | 0
5117 | 5441 | 0 | 0.058425 | 0 | 99999 | 99999 | 99999 | 1 | 0 | 1 | -360 | 360 | 0 | 0 | 0 | 0 | 0 | 0 | 0 | 0
5117 | 5373 | 0 | 0.40973 | 0 | 99999 | 99999 | 99999 | 1 | 0 | 1 | -360 | 360 | 0 | 0 | 0 | 0 | 0 | 0 | 0 | 0
5126 | 5351 | 0 | 0.10473 | 0 | 99999 | 99999 | 99999 | 1 | 0 | 1 | -360 | 360 | 0 | 0 | 0 | 0 | 0 | 0 | 0 | 0
5126 | 5161 | 0 | 0.13539 | 0 | 99999 | 99999 | 99999 | 1 | 0 | 1 | -360 | 360 | 0 | 0 | 0 | 0 | 0 | 0 | 0 | 0
5126 | 5157 | 0 | 0.48452 | 0 | 99999 | 99999 | 99999 | 1 | 0 | 1 | -360 | 360 | 0 | 0 | 0 | 0 | 0 | 0 | 0 | 0
5126 | 5335 | 0 | 0.29286 | 0 | 99999 | 99999 | 99999 | 1 | 0 | 1 | -360 | 360 | 0 | 0 | 0 | 0 | 0 | 0 | 0 | 0
5126 | 5323 | 0 | 0.3413 | 0 | 99999 | 99999 | 99999 | 1 | 0 | 1 | -360 | 360 | 0 | 0 | 0 | 0 | 0 | 0 | 0 | 0
5126 | 5224 | 0 | 0.22624 | 0 | 99999 | 99999 | 99999 | 1 | 0 | 1 | -360 | 360 | 0 | 0 | 0 | 0 | 0 | 0 | 0 | 0
5126 | 5203 | 0 | 0.10933 | 0 | 99999 | 99999 | 99999 | 1 | 0 | 1 | -360 | 360 | 0 | 0 | 0 | 0 | 0 | 0 | 0 | 0
5126 | 5329 | 0 | 0.29686 | 0 | 99999 | 99999 | 99999 | 1 | 0 | 1 | -360 | 360 | 0 | 0 | 0 | 0 | 0 | 0 | 0 | 0
5126 | 5168 | 0 | 0.16134 | 0 | 99999 | 99999 | 99999 | 1 | 0 | 1 | -360 | 360 | 0 | 0 | 0 | 0 | 0 | 0 | 0 | 0
5126 | 5181 | 0 | 0.49145 | 0 | 99999 | 99999 | 99999 | 1 | 0 | 1 | -360 | 360 | 0 | 0 | 0 | 0 | 0 | 0 | 0 | 0
5126 | 5250 | 0 | 0.057471 | 0 | 99999 | 99999 | 99999 | 1 | 0 | 1 | -360 | 360 | 0 | 0 | 0 | 0 | 0 | 0 | 0 | 0
5157 | 5335 | 0 | 0.56739 | 0 | 99999 | 99999 | 99999 | 1 | 0 | 1 | -360 | 360 | 0 | 0 | 0 | 0 | 0 | 0 | 0 | 0
5157 | 5449 | 0 | 0.097097 | 0 | 99999 | 99999 | 99999 | 1 | 0 | 1 | -360 | 360 | 0 | 0 | 0 | 0 | 0 | 0 | 0 | 0
5157 | 5444 | 0 | 0.10872 | 0 | 99999 | 99999 | 99999 | 1 | 0 | 1 | -360 | 360 | 0 | 0 | 0 | 0 | 0 | 0 | 0 | 0
5157 | 5440 | 0 | 0.516 | 0 | 99999 | 99999 | 99999 | 1 | 0 | 1 | -360 | 360 | 0 | 0 | 0 | 0 | 0 | 0 | 0 | 0
5157 | 5323 | 0 | 0.033072 | 0 | 99999 | 99999 | 99999 | 1 | 0 | 1 | -360 | 360 | 0 | 0 | 0 | 0 | 0 | 0 | 0 | 0
5157 | 5385 | 0 | 0.13039 | 0 | 99999 | 99999 | 99999 | 1 | 0 | 1 | -360 | 360 | 0 | 0 | 0 | 0 | 0 | 0 | 0 | 0
5157 | 5266 | 0 | 0.15003 | 0 | 99999 | 99999 | 99999 | 1 | 0 | 1 | -360 | 360 | 0 | 0 | 0 | 0 | 0 | 0 | 0 | 0
5157 | 5158 | 0 | 0.30533 | 0 | 99999 | 99999 | 99999 | 1 | 0 | 1 | -360 | 360 | 0 | 0 | 0 | 0 | 0 | 0 | 0 | 0
5157 | 5161 | 0 | 0.51218 | 0 | 99999 | 99999 | 99999 | 1 | 0 | 1 | -360 | 360 | 0 | 0 | 0 | 0 | 0 | 0 | 0 | 0
5157 | 5351 | 0 | 0.69722 | 0 | 99999 | 99999 | 99999 | 1 | 0 | 1 | -360 | 360 | 0 | 0 | 0 | 0 | 0 | 0 | 0 | 0
5157 | 5329 | 0 | 0.066469 | 0 | 99999 | 99999 | 99999 | 1 | 0 | 1 | -360 | 360 | 0 | 0 | 0 | 0 | 0 | 0 | 0 | 0
5157 | 5168 | 0 | 0.62414 | 0 | 99999 | 99999 | 99999 | 1 | 0 | 1 | -360 | 360 | 0 | 0 | 0 | 0 | 0 | 0 | 0 | 0
5157 | 5250 | 0 | 0.14848 | 0 | 99999 | 99999 | 99999 | 1 | 0 | 1 | -360 | 360 | 0 | 0 | 0 | 0 | 0 | 0 | 0 | 0
5158 | 5385 | 0 | 0.0087342 | 0 | 99999 | 99999 | 99999 | 1 | 0 | 1 | -360 | 360 | 0 | 0 | 0 | 0 | 0 | 0 | 0 | 0
5158 | 5161 | 0 | 0.01372 | 0 | 99999 | 99999 | 99999 | 1 | 0 | 1 | -360 | 360 | 0 | 0 | 0 | 0 | 0 | 0 | 0 | 0
5158 | 5351 | 0 | 0.15816 | 0 | 99999 | 99999 | 99999 | 1 | 0 | 1 | -360 | 360 | 0 | 0 | 0 | 0 | 0 | 0 | 0 | 0
5158 | 5329 | 0 | 0.19205 | 0 | 99999 | 99999 | 99999 | 1 | 0 | 1 | -360 | 360 | 0 | 0 | 0 | 0 | 0 | 0 | 0 | 0
5161 | 5351 | 0 | 0.1201 | 0 | 99999 | 99999 | 99999 | 1 | 0 | 1 | -360 | 360 | 0 | 0 | 0 | 0 | 0 | 0 | 0 | 0
5161 | 5251 | 0 | 0.51406 | 0 | 99999 | 99999 | 99999 | 1 | 0 | 1 | -360 | 360 | 0 | 0 | 0 | 0 | 0 | 0 | 0 | 0
5161 | 5463 | 0 | 0.65133 | 0 | 99999 | 99999 | 99999 | 1 | 0 | 1 | -360 | 360 | 0 | 0 | 0 | 0 | 0 | 0 | 0 | 0
5161 | 5335 | 0 | 0.54136 | 0 | 99999 | 99999 | 99999 | 1 | 0 | 1 | -360 | 360 | 0 | 0 | 0 | 0 | 0 | 0 | 0 | 0
5161 | 5323 | 0 | 0.29605 | 0 | 99999 | 99999 | 99999 | 1 | 0 | 1 | -360 | 360 | 0 | 0 | 0 | 0 | 0 | 0 | 0 | 0
5161 | 5329 | 0 | 0.34851 | 0 | 99999 | 99999 | 99999 | 1 | 0 | 1 | -360 | 360 | 0 | 0 | 0 | 0 | 0 | 0 | 0 | 0
5161 | 5168 | 0 | 0.26763 | 0 | 99999 | 99999 | 99999 | 1 | 0 | 1 | -360 | 360 | 0 | 0 | 0 | 0 | 0 | 0 | 0 | 0
5161 | 5250 | 0 | 0.067706 | 0 | 99999 | 99999 | 99999 | 1 | 0 | 1 | -360 | 360 | 0 | 0 | 0 | 0 | 0 | 0 | 0 | 0
5168 | 5251 | 0 | 0.50845 | 0 | 99999 | 99999 | 99999 | 1 | 0 | 1 | -360 | 360 | 0 | 0 | 0 | 0 | 0 | 0 | 0 | 0
5168 | 5463 | 0 | 0.6431 | 0 | 99999 | 99999 | 99999 | 1 | 0 | 1 | -360 | 360 | 0 | 0 | 0 | 0 | 0 | 0 | 0 | 0
5168 | 5335 | 0 | 0.43708 | 0 | 99999 | 99999 | 99999 | 1 | 0 | 1 | -360 | 360 | 0 | 0 | 0 | 0 | 0 | 0 | 0 | 0
5168 | 5323 | 0 | 0.4162 | 0 | 99999 | 99999 | 99999 | 1 | 0 | 1 | -360 | 360 | 0 | 0 | 0 | 0 | 0 | 0 | 0 | 0
5168 | 5351 | 0 | 0.20649 | 0 | 99999 | 99999 | 99999 | 1 | 0 | 1 | -360 | 360 | 0 | 0 | 0 | 0 | 0 | 0 | 0 | 0
5168 | 5224 | 0 | 0.34405 | 0 | 99999 | 99999 | 99999 | 1 | 0 | 1 | -360 | 360 | 0 | 0 | 0 | 0 | 0 | 0 | 0 | 0
5168 | 5203 | 0 | 0.4232 | 0 | 99999 | 99999 | 99999 | 1 | 0 | 1 | -360 | 360 | 0 | 0 | 0 | 0 | 0 | 0 | 0 | 0
5168 | 5329 | 0 | 0.18413 | 0 | 99999 | 99999 | 99999 | 1 | 0 | 1 | -360 | 360 | 0 | 0 | 0 | 0 | 0 | 0 | 0 | 0
5168 | 5250 | 0 | 0.11981 | 0 | 99999 | 99999 | 99999 | 1 | 0 | 1 | -360 | 360 | 0 | 0 | 0 | 0 | 0 | 0 | 0 | 0
5181 | 5412 | 0 | 0.049225 | 0 | 99999 | 99999 | 99999 | 1 | 0 | 1 | -360 | 360 | 0 | 0 | 0 | 0 | 0 | 0 | 0 | 0
5181 | 5351 | 0 | 0.018907 | 0 | 99999 | 99999 | 99999 | 1 | 0 | 1 | -360 | 360 | 0 | 0 | 0 | 0 | 0 | 0 | 0 | 0
5181 | 5250 | 0 | 0.74356 | 0 | 99999 | 99999 | 99999 | 1 | 0 | 1 | -360 | 360 | 0 | 0 | 0 | 0 | 0 | 0 | 0 | 0
5193 | 6023 | 0 | 0.36452 | 0 | 99999 | 99999 | 99999 | 1 | 0 | 1 | -360 | 360 | 0 | 0 | 0 | 0 | 0 | 0 | 0 | 0
5193 | 6035 | 0 | 0.6648 | 0 | 99999 | 99999 | 99999 | 1 | 0 | 1 | -360 | 360 | 0 | 0 | 0 | 0 | 0 | 0 | 0 | 0
5193 | 6344 | 0 | 0.48968 | 0 | 99999 | 99999 | 99999 | 1 | 0 | 1 | -360 | 360 | 0 | 0 | 0 | 0 | 0 | 0 | 0 | 0
5193 | 5444 | 0 | 0.78195 | 0 | 99999 | 99999 | 99999 | 1 | 0 | 1 | -360 | 360 | 0 | 0 | 0 | 0 | 0 | 0 | 0 | 0
5193 | 5360 | 0 | 0.17849 | 0 | 99999 | 99999 | 99999 | 1 | 0 | 1 | -360 | 360 | 0 | 0 | 0 | 0 | 0 | 0 | 0 | 0
5193 | 6349 | 0 | 0.23165 | 0 | 99999 | 99999 | 99999 | 1 | 0 | 1 | -360 | 360 | 0 | 0 | 0 | 0 | 0 | 0 | 0 | 0
5193 | 5281 | 0 | 0.10821 | 0 | 99999 | 99999 | 99999 | 1 | 0 | 1 | -360 | 360 | 0 | 0 | 0 | 0 | 0 | 0 | 0 | 0
5193 | 6111 | 0 | 0.25412 | 0 | 99999 | 99999 | 99999 | 1 | 0 | 1 | -360 | 360 | 0 | 0 | 0 | 0 | 0 | 0 | 0 | 0
5193 | 8087 | 0 | 0.29733 | 0 | 99999 | 99999 | 99999 | 1 | 0 | 1 | -360 | 360 | 0 | 0 | 0 | 0 | 0 | 0 | 0 | 0
5203 | 5335 | 0 | 0.088735 | 0 | 99999 | 99999 | 99999 | 1 | 0 | 1 | -360 | 360 | 0 | 0 | 0 | 0 | 0 | 0 | 0 | 0
5203 | 5253 | 0 | 0.067868 | 0 | 99999 | 99999 | 99999 | 1 | 0 | 1 | -360 | 360 | 0 | 0 | 0 | 0 | 0 | 0 | 0 | 0
5203 | 5351 | 0 | 0.60922 | 0 | 99999 | 99999 | 99999 | 1 | 0 | 1 | -360 | 360 | 0 | 0 | 0 | 0 | 0 | 0 | 0 | 0
5203 | 5234 | 0 | 0.054715 | 0 | 99999 | 99999 | 99999 | 1 | 0 | 1 | -360 | 360 | 0 | 0 | 0 | 0 | 0 | 0 | 0 | 0
5203 | 5224 | 0 | 0.047766 | 0 | 99999 | 99999 | 99999 | 1 | 0 | 1 | -360 | 360 | 0 | 0 | 0 | 0 | 0 | 0 | 0 | 0
5203 | 5250 | 0 | 0.52642 | 0 | 99999 | 99999 | 99999 | 1 | 0 | 1 | -360 | 360 | 0 | 0 | 0 | 0 | 0 | 0 | 0 | 0
5206 | 5415 | 0 | 0.75986 | 0 | 99999 | 99999 | 99999 | 1 | 0 | 1 | -360 | 360 | 0 | 0 | 0 | 0 | 0 | 0 | 0 | 0
5206 | 5364 | 0 | 0.12091 | 0 | 99999 | 99999 | 99999 | 1 | 0 | 1 | -360 | 360 | 0 | 0 | 0 | 0 | 0 | 0 | 0 | 0
5224 | 5335 | 0 | 0.15119 | 0 | 99999 | 99999 | 99999 | 1 | 0 | 1 | -360 | 360 | 0 | 0 | 0 | 0 | 0 | 0 | 0 | 0
5224 | 5253 | 0 | 0.22345 | 0 | 99999 | 99999 | 99999 | 1 | 0 | 1 | -360 | 360 | 0 | 0 | 0 | 0 | 0 | 0 | 0 | 0
5224 | 5351 | 0 | 0.71652 | 0 | 99999 | 99999 | 99999 | 1 | 0 | 1 | -360 | 360 | 0 | 0 | 0 | 0 | 0 | 0 | 0 | 0
5224 | 5234 | 0 | 0.1604 | 0 | 99999 | 99999 | 99999 | 1 | 0 | 1 | -360 | 360 | 0 | 0 | 0 | 0 | 0 | 0 | 0 | 0
5224 | 5250 | 0 | 0.47907 | 0 | 99999 | 99999 | 99999 | 1 | 0 | 1 | -360 | 360 | 0 | 0 | 0 | 0 | 0 | 0 | 0 | 0
5234 | 8129 | 0 | 0.60309 | 0 | 99999 | 99999 | 99999 | 1 | 0 | 1 | -360 | 360 | 0 | 0 | 0 | 0 | 0 | 0 | 0 | 0
5234 | 5465 | 0 | 0.47853 | 0 | 99999 | 99999 | 99999 | 1 | 0 | 1 | -360 | 360 | 0 | 0 | 0 | 0 | 0 | 0 | 0 | 0
5234 | 5253 | 0 | 0.1459 | 0 | 99999 | 99999 | 99999 | 1 | 0 | 1 | -360 | 360 | 0 | 0 | 0 | 0 | 0 | 0 | 0 | 0
5234 | 5444 | 0 | 0.22059 | 0 | 99999 | 99999 | 99999 | 1 | 0 | 1 | -360 | 360 | 0 | 0 | 0 | 0 | 0 | 0 | 0 | 0
5234 | 5323 | 0 | 0.6982 | 0 | 99999 | 99999 | 99999 | 1 | 0 | 1 | -360 | 360 | 0 | 0 | 0 | 0 | 0 | 0 | 0 | 0
5234 | 5412 | 0 | 0.51497 | 0 | 99999 | 99999 | 99999 | 1 | 0 | 1 | -360 | 360 | 0 | 0 | 0 | 0 | 0 | 0 | 0 | 0
5234 | 5385 | 0 | 0.40177 | 0 | 99999 | 99999 | 99999 | 1 | 0 | 1 | -360 | 360 | 0 | 0 | 0 | 0 | 0 | 0 | 0 | 0
5234 | 5351 | 0 | 0.4973 | 0 | 99999 | 99999 | 99999 | 1 | 0 | 1 | -360 | 360 | 0 | 0 | 0 | 0 | 0 | 0 | 0 | 0
5234 | 5305 | 0 | 0.28964 | 0 | 99999 | 99999 | 99999 | 1 | 0 | 1 | -360 | 360 | 0 | 0 | 0 | 0 | 0 | 0 | 0 | 0
5234 | 5302 | 0 | 0.31436 | 0 | 99999 | 99999 | 99999 | 1 | 0 | 1 | -360 | 360 | 0 | 0 | 0 | 0 | 0 | 0 | 0 | 0
5245 | 5463 | 0 | 0.55843 | 0 | 99999 | 99999 | 99999 | 1 | 0 | 1 | -360 | 360 | 0 | 0 | 0 | 0 | 0 | 0 | 0 | 0
5245 | 5253 | 0 | 0.4045 | 0 | 99999 | 99999 | 99999 | 1 | 0 | 1 | -360 | 360 | 0 | 0 | 0 | 0 | 0 | 0 | 0 | 0
5245 | 5422 | 0 | 0.1017 | 0 | 99999 | 99999 | 99999 | 1 | 0 | 1 | -360 | 360 | 0 | 0 | 0 | 0 | 0 | 0 | 0 | 0
5245 | 5379 | 0 | 0.13611 | 0 | 99999 | 99999 | 99999 | 1 | 0 | 1 | -360 | 360 | 0 | 0 | 0 | 0 | 0 | 0 | 0 | 0
5245 | 5440 | 0 | 0.67355 | 0 | 99999 | 99999 | 99999 | 1 | 0 | 1 | -360 | 360 | 0 | 0 | 0 | 0 | 0 | 0 | 0 | 0
5245 | 5291 | 0 | 0.29747 | 0 | 99999 | 99999 | 99999 | 1 | 0 | 1 | -360 | 360 | 0 | 0 | 0 | 0 | 0 | 0 | 0 | 0
5245 | 5373 | 0 | 0.6536 | 0 | 99999 | 99999 | 99999 | 1 | 0 | 1 | -360 | 360 | 0 | 0 | 0 | 0 | 0 | 0 | 0 | 0
5250 | 5251 | 0 | 0.20468 | 0 | 99999 | 99999 | 99999 | 1 | 0 | 1 | -360 | 360 | 0 | 0 | 0 | 0 | 0 | 0 | 0 | 0
5250 | 5463 | 0 | 0.25955 | 0 | 99999 | 99999 | 99999 | 1 | 0 | 1 | -360 | 360 | 0 | 0 | 0 | 0 | 0 | 0 | 0 | 0
5250 | 5335 | 0 | 0.28053 | 0 | 99999 | 99999 | 99999 | 1 | 0 | 1 | -360 | 360 | 0 | 0 | 0 | 0 | 0 | 0 | 0 | 0
5250 | 5449 | 0 | 0.41699 | 0 | 99999 | 99999 | 99999 | 1 | 0 | 1 | -360 | 360 | 0 | 0 | 0 | 0 | 0 | 0 | 0 | 0
5250 | 5323 | 0 | 0.12802 | 0 | 99999 | 99999 | 99999 | 1 | 0 | 1 | -360 | 360 | 0 | 0 | 0 | 0 | 0 | 0 | 0 | 0
5250 | 5266 | 0 | 0.65997 | 0 | 99999 | 99999 | 99999 | 1 | 0 | 1 | -360 | 360 | 0 | 0 | 0 | 0 | 0 | 0 | 0 | 0
5250 | 5351 | 0 | 0.21104 | 0 | 99999 | 99999 | 99999 | 1 | 0 | 1 | -360 | 360 | 0 | 0 | 0 | 0 | 0 | 0 | 0 | 0
5250 | 5329 | 0 | 0.10325 | 0 | 99999 | 99999 | 99999 | 1 | 0 | 1 | -360 | 360 | 0 | 0 | 0 | 0 | 0 | 0 | 0 | 0
5251 | 5323 | 0 | 0.0077274 | 0 | 99999 | 99999 | 99999 | 1 | 0 | 1 | -360 | 360 | 0 | 0 | 0 | 0 | 0 | 0 | 0 | 0
5251 | 5463 | 0 | 0.01285 | 0 | 99999 | 99999 | 99999 | 1 | 0 | 1 | -360 | 360 | 0 | 0 | 0 | 0 | 0 | 0 | 0 | 0
5251 | 5379 | 0 | 0.3798 | 0 | 99999 | 99999 | 99999 | 1 | 0 | 1 | -360 | 360 | 0 | 0 | 0 | 0 | 0 | 0 | 0 | 0
5251 | 5440 | 0 | 0.04312 | 0 | 99999 | 99999 | 99999 | 1 | 0 | 1 | -360 | 360 | 0 | 0 | 0 | 0 | 0 | 0 | 0 | 0
5251 | 5329 | 0 | 0.74727 | 0 | 99999 | 99999 | 99999 | 1 | 0 | 1 | -360 | 360 | 0 | 0 | 0 | 0 | 0 | 0 | 0 | 0
5253 | 5463 | 0 | 0.14115 | 0 | 99999 | 99999 | 99999 | 1 | 0 | 1 | -360 | 360 | 0 | 0 | 0 | 0 | 0 | 0 | 0 | 0
5253 | 5465 | 0 | 0.46326 | 0 | 99999 | 99999 | 99999 | 1 | 0 | 1 | -360 | 360 | 0 | 0 | 0 | 0 | 0 | 0 | 0 | 0
5253 | 5335 | 0 | 0.11866 | 0 | 99999 | 99999 | 99999 | 1 | 0 | 1 | -360 | 360 | 0 | 0 | 0 | 0 | 0 | 0 | 0 | 0
5253 | 5422 | 0 | 0.080221 | 0 | 99999 | 99999 | 99999 | 1 | 0 | 1 | -360 | 360 | 0 | 0 | 0 | 0 | 0 | 0 | 0 | 0
5253 | 5385 | 0 | 0.74415 | 0 | 99999 | 99999 | 99999 | 1 | 0 | 1 | -360 | 360 | 0 | 0 | 0 | 0 | 0 | 0 | 0 | 0
5253 | 5364 | 0 | 0.65788 | 0 | 99999 | 99999 | 99999 | 1 | 0 | 1 | -360 | 360 | 0 | 0 | 0 | 0 | 0 | 0 | 0 | 0
5262 | 5480 | 0 | 0.4609 | 0 | 99999 | 99999 | 99999 | 1 | 0 | 1 | -360 | 360 | 0 | 0 | 0 | 0 | 0 | 0 | 0 | 0
5262 | 8070 | 0 | 0.44804 | 0 | 99999 | 99999 | 99999 | 1 | 0 | 1 | -360 | 360 | 0 | 0 | 0 | 0 | 0 | 0 | 0 | 0
5262 | 5449 | 0 | 0.5156 | 0 | 99999 | 99999 | 99999 | 1 | 0 | 1 | -360 | 360 | 0 | 0 | 0 | 0 | 0 | 0 | 0 | 0
5262 | 5444 | 0 | 0.059484 | 0 | 99999 | 99999 | 99999 | 1 | 0 | 1 | -360 | 360 | 0 | 0 | 0 | 0 | 0 | 0 | 0 | 0
5262 | 5323 | 0 | 0.40113 | 0 | 99999 | 99999 | 99999 | 1 | 0 | 1 | -360 | 360 | 0 | 0 | 0 | 0 | 0 | 0 | 0 | 0
5262 | 5415 | 0 | 0.63599 | 0 | 99999 | 99999 | 99999 | 1 | 0 | 1 | -360 | 360 | 0 | 0 | 0 | 0 | 0 | 0 | 0 | 0
5262 | 5385 | 0 | 0.30265 | 0 | 99999 | 99999 | 99999 | 1 | 0 | 1 | -360 | 360 | 0 | 0 | 0 | 0 | 0 | 0 | 0 | 0
5262 | 5364 | 0 | 0.57214 | 0 | 99999 | 99999 | 99999 | 1 | 0 | 1 | -360 | 360 | 0 | 0 | 0 | 0 | 0 | 0 | 0 | 0
5262 | 5351 | 0 | 0.63186 | 0 | 99999 | 99999 | 99999 | 1 | 0 | 1 | -360 | 360 | 0 | 0 | 0 | 0 | 0 | 0 | 0 | 0
5262 | 5319 | 0 | 0.089199 | 0 | 99999 | 99999 | 99999 | 1 | 0 | 1 | -360 | 360 | 0 | 0 | 0 | 0 | 0 | 0 | 0 | 0
5266 | 5449 | 0 | 0.011432 | 0 | 99999 | 99999 | 99999 | 1 | 0 | 1 | -360 | 360 | 0 | 0 | 0 | 0 | 0 | 0 | 0 | 0
5266 | 5323 | 0 | 0.049069 | 0 | 99999 | 99999 | 99999 | 1 | 0 | 1 | -360 | 360 | 0 | 0 | 0 | 0 | 0 | 0 | 0 | 0
5266 | 5329 | 0 | 0.63766 | 0 | 99999 | 99999 | 99999 | 1 | 0 | 1 | -360 | 360 | 0 | 0 | 0 | 0 | 0 | 0 | 0 | 0
5281 | 5360 | 0 | 0.18222 | 0 | 99999 | 99999 | 99999 | 1 | 0 | 1 | -360 | 360 | 0 | 0 | 0 | 0 | 0 | 0 | 0 | 0
5281 | 6349 | 0 | 0.45012 | 0 | 99999 | 99999 | 99999 | 1 | 0 | 1 | -360 | 360 | 0 | 0 | 0 | 0 | 0 | 0 | 0 | 0
5281 | 6111 | 0 | 0.28979 | 0 | 99999 | 99999 | 99999 | 1 | 0 | 1 | -360 | 360 | 0 | 0 | 0 | 0 | 0 | 0 | 0 | 0
5281 | 8087 | 0 | 0.3173 | 0 | 99999 | 99999 | 99999 | 1 | 0 | 1 | -360 | 360 | 0 | 0 | 0 | 0 | 0 | 0 | 0 | 0
5287 | 5444 | 0 | 0.2254 | 0 | 99999 | 99999 | 99999 | 1 | 0 | 1 | -360 | 360 | 0 | 0 | 0 | 0 | 0 | 0 | 0 | 0
5287 | 5440 | 0 | 0.17361 | 0 | 99999 | 99999 | 99999 | 1 | 0 | 1 | -360 | 360 | 0 | 0 | 0 | 0 | 0 | 0 | 0 | 0
5287 | 5447 | 0 | 0.14861 | 0 | 99999 | 99999 | 99999 | 1 | 0 | 1 | -360 | 360 | 0 | 0 | 0 | 0 | 0 | 0 | 0 | 0
5291 | 5480 | 0 | 0.18939 | 0 | 99999 | 99999 | 99999 | 1 | 0 | 1 | -360 | 360 | 0 | 0 | 0 | 0 | 0 | 0 | 0 | 0
5291 | 5379 | 0 | 0.16917 | 0 | 99999 | 99999 | 99999 | 1 | 0 | 1 | -360 | 360 | 0 | 0 | 0 | 0 | 0 | 0 | 0 | 0
5291 | 5447 | 0 | 0.21762 | 0 | 99999 | 99999 | 99999 | 1 | 0 | 1 | -360 | 360 | 0 | 0 | 0 | 0 | 0 | 0 | 0 | 0
5291 | 5441 | 0 | 0.1442 | 0 | 99999 | 99999 | 99999 | 1 | 0 | 1 | -360 | 360 | 0 | 0 | 0 | 0 | 0 | 0 | 0 | 0
5291 | 5373 | 0 | 0.17402 | 0 | 99999 | 99999 | 99999 | 1 | 0 | 1 | -360 | 360 | 0 | 0 | 0 | 0 | 0 | 0 | 0 | 0
5291 | 5364 | 0 | 0.75411 | 0 | 99999 | 99999 | 99999 | 1 | 0 | 1 | -360 | 360 | 0 | 0 | 0 | 0 | 0 | 0 | 0 | 0
5302 | 8129 | 0 | 0.58992 | 0 | 99999 | 99999 | 99999 | 1 | 0 | 1 | -360 | 360 | 0 | 0 | 0 | 0 | 0 | 0 | 0 | 0
5302 | 5465 | 0 | 0.35366 | 0 | 99999 | 99999 | 99999 | 1 | 0 | 1 | -360 | 360 | 0 | 0 | 0 | 0 | 0 | 0 | 0 | 0
5302 | 5444 | 0 | 0.15961 | 0 | 99999 | 99999 | 99999 | 1 | 0 | 1 | -360 | 360 | 0 | 0 | 0 | 0 | 0 | 0 | 0 | 0
5302 | 5323 | 0 | 0.51537 | 0 | 99999 | 99999 | 99999 | 1 | 0 | 1 | -360 | 360 | 0 | 0 | 0 | 0 | 0 | 0 | 0 | 0
5302 | 5385 | 0 | 0.29793 | 0 | 99999 | 99999 | 99999 | 1 | 0 | 1 | -360 | 360 | 0 | 0 | 0 | 0 | 0 | 0 | 0 | 0
5302 | 5351 | 0 | 0.39964 | 0 | 99999 | 99999 | 99999 | 1 | 0 | 1 | -360 | 360 | 0 | 0 | 0 | 0 | 0 | 0 | 0 | 0
5302 | 5305 | 0 | 0.21104 | 0 | 99999 | 99999 | 99999 | 1 | 0 | 1 | -360 | 360 | 0 | 0 | 0 | 0 | 0 | 0 | 0 | 0
5305 | 5412 | 0 | 0.029667 | 0 | 99999 | 99999 | 99999 | 1 | 0 | 1 | -360 | 360 | 0 | 0 | 0 | 0 | 0 | 0 | 0 | 0
5305 | 8129 | 0 | 0.26027 | 0 | 99999 | 99999 | 99999 | 1 | 0 | 1 | -360 | 360 | 0 | 0 | 0 | 0 | 0 | 0 | 0 | 0
5305 | 5465 | 0 | 0.23779 | 0 | 99999 | 99999 | 99999 | 1 | 0 | 1 | -360 | 360 | 0 | 0 | 0 | 0 | 0 | 0 | 0 | 0
5305 | 5449 | 0 | 0.51168 | 0 | 99999 | 99999 | 99999 | 1 | 0 | 1 | -360 | 360 | 0 | 0 | 0 | 0 | 0 | 0 | 0 | 0
5305 | 5444 | 0 | 0.13563 | 0 | 99999 | 99999 | 99999 | 1 | 0 | 1 | -360 | 360 | 0 | 0 | 0 | 0 | 0 | 0 | 0 | 0
5305 | 5323 | 0 | 0.30976 | 0 | 99999 | 99999 | 99999 | 1 | 0 | 1 | -360 | 360 | 0 | 0 | 0 | 0 | 0 | 0 | 0 | 0
5305 | 5385 | 0 | 0.1484 | 0 | 99999 | 99999 | 99999 | 1 | 0 | 1 | -360 | 360 | 0 | 0 | 0 | 0 | 0 | 0 | 0 | 0
5305 | 5351 | 0 | 0.21683 | 0 | 99999 | 99999 | 99999 | 1 | 0 | 1 | -360 | 360 | 0 | 0 | 0 | 0 | 0 | 0 | 0 | 0
5307 | 5465 | 0 | 0.015326 | 0 | 99999 | 99999 | 99999 | 1 | 0 | 1 | -360 | 360 | 0 | 0 | 0 | 0 | 0 | 0 | 0 | 0
5307 | 5422 | 0 | 0.012602 | 0 | 99999 | 99999 | 99999 | 1 | 0 | 1 | -360 | 360 | 0 | 0 | 0 | 0 | 0 | 0 | 0 | 0
5319 | 5444 | 0 | 0.21397 | 0 | 99999 | 99999 | 99999 | 1 | 0 | 1 | -360 | 360 | 0 | 0 | 0 | 0 | 0 | 0 | 0 | 0
5323 | 8129 | 0 | 0.52976 | 0 | 99999 | 99999 | 99999 | 1 | 0 | 1 | -360 | 360 | 0 | 0 | 0 | 0 | 0 | 0 | 0 | 0
5323 | 5480 | 0 | 0.24696 | 0 | 99999 | 99999 | 99999 | 1 | 0 | 1 | -360 | 360 | 0 | 0 | 0 | 0 | 0 | 0 | 0 | 0
5323 | 5463 | 0 | 0.69997 | 0 | 99999 | 99999 | 99999 | 1 | 0 | 1 | -360 | 360 | 0 | 0 | 0 | 0 | 0 | 0 | 0 | 0
5323 | 5465 | 0 | 0.2894 | 0 | 99999 | 99999 | 99999 | 1 | 0 | 1 | -360 | 360 | 0 | 0 | 0 | 0 | 0 | 0 | 0 | 0
5323 | 5335 | 0 | 0.032904 | 0 | 99999 | 99999 | 99999 | 1 | 0 | 1 | -360 | 360 | 0 | 0 | 0 | 0 | 0 | 0 | 0 | 0
5323 | 5449 | 0 | 0.021784 | 0 | 99999 | 99999 | 99999 | 1 | 0 | 1 | -360 | 360 | 0 | 0 | 0 | 0 | 0 | 0 | 0 | 0
5323 | 5444 | 0 | 0.14281 | 0 | 99999 | 99999 | 99999 | 1 | 0 | 1 | -360 | 360 | 0 | 0 | 0 | 0 | 0 | 0 | 0 | 0
5323 | 5440 | 0 | 0.30622 | 0 | 99999 | 99999 | 99999 | 1 | 0 | 1 | -360 | 360 | 0 | 0 | 0 | 0 | 0 | 0 | 0 | 0
5323 | 5373 | 0 | 0.71003 | 0 | 99999 | 99999 | 99999 | 1 | 0 | 1 | -360 | 360 | 0 | 0 | 0 | 0 | 0 | 0 | 0 | 0
5323 | 5385 | 0 | 0.046836 | 0 | 99999 | 99999 | 99999 | 1 | 0 | 1 | -360 | 360 | 0 | 0 | 0 | 0 | 0 | 0 | 0 | 0
5323 | 5382 | 0 | 0.58468 | 0 | 99999 | 99999 | 99999 | 1 | 0 | 1 | -360 | 360 | 0 | 0 | 0 | 0 | 0 | 0 | 0 | 0
5323 | 5364 | 0 | 0.42376 | 0 | 99999 | 99999 | 99999 | 1 | 0 | 1 | -360 | 360 | 0 | 0 | 0 | 0 | 0 | 0 | 0 | 0
5323 | 5351 | 0 | 0.098819 | 0 | 99999 | 99999 | 99999 | 1 | 0 | 1 | -360 | 360 | 0 | 0 | 0 | 0 | 0 | 0 | 0 | 0
5323 | 5329 | 0 | 0.13219 | 0 | 99999 | 99999 | 99999 | 1 | 0 | 1 | -360 | 360 | 0 | 0 | 0 | 0 | 0 | 0 | 0 | 0
5329 | 5335 | 0 | 0.47653 | 0 | 99999 | 99999 | 99999 | 1 | 0 | 1 | -360 | 360 | 0 | 0 | 0 | 0 | 0 | 0 | 0 | 0
5329 | 5449 | 0 | 0.35213 | 0 | 99999 | 99999 | 99999 | 1 | 0 | 1 | -360 | 360 | 0 | 0 | 0 | 0 | 0 | 0 | 0 | 0
5329 | 5444 | 0 | 0.37205 | 0 | 99999 | 99999 | 99999 | 1 | 0 | 1 | -360 | 360 | 0 | 0 | 0 | 0 | 0 | 0 | 0 | 0
5329 | 5385 | 0 | 0.076999 | 0 | 99999 | 99999 | 99999 | 1 | 0 | 1 | -360 | 360 | 0 | 0 | 0 | 0 | 0 | 0 | 0 | 0
5329 | 5351 | 0 | 0.24325 | 0 | 99999 | 99999 | 99999 | 1 | 0 | 1 | -360 | 360 | 0 | 0 | 0 | 0 | 0 | 0 | 0 | 0
5335 | 5463 | 0 | 0.028504 | 0 | 99999 | 99999 | 99999 | 1 | 0 | 1 | -360 | 360 | 0 | 0 | 0 | 0 | 0 | 0 | 0 | 0
5335 | 5422 | 0 | 0.091662 | 0 | 99999 | 99999 | 99999 | 1 | 0 | 1 | -360 | 360 | 0 | 0 | 0 | 0 | 0 | 0 | 0 | 0
5351 | 8129 | 0 | 0.12464 | 0 | 99999 | 99999 | 99999 | 1 | 0 | 1 | -360 | 360 | 0 | 0 | 0 | 0 | 0 | 0 | 0 | 0
5351 | 5480 | 0 | 0.40625 | 0 | 99999 | 99999 | 99999 | 1 | 0 | 1 | -360 | 360 | 0 | 0 | 0 | 0 | 0 | 0 | 0 | 0
5351 | 8077 | 0 | 0.51029 | 0 | 99999 | 99999 | 99999 | 1 | 0 | 1 | -360 | 360 | 0 | 0 | 0 | 0 | 0 | 0 | 0 | 0
5351 | 5465 | 0 | 0.12595 | 0 | 99999 | 99999 | 99999 | 1 | 0 | 1 | -360 | 360 | 0 | 0 | 0 | 0 | 0 | 0 | 0 | 0
5351 | 5449 | 0 | 0.10038 | 0 | 99999 | 99999 | 99999 | 1 | 0 | 1 | -360 | 360 | 0 | 0 | 0 | 0 | 0 | 0 | 0 | 0
5351 | 5444 | 0 | 0.089114 | 0 | 99999 | 99999 | 99999 | 1 | 0 | 1 | -360 | 360 | 0 | 0 | 0 | 0 | 0 | 0 | 0 | 0
5351 | 5412 | 0 | 0.032309 | 0 | 99999 | 99999 | 99999 | 1 | 0 | 1 | -360 | 360 | 0 | 0 | 0 | 0 | 0 | 0 | 0 | 0
5351 | 5385 | 0 | 0.039544 | 0 | 99999 | 99999 | 99999 | 1 | 0 | 1 | -360 | 360 | 0 | 0 | 0 | 0 | 0 | 0 | 0 | 0
5351 | 5382 | 0 | 0.46965 | 0 | 99999 | 99999 | 99999 | 1 | 0 | 1 | -360 | 360 | 0 | 0 | 0 | 0 | 0 | 0 | 0 | 0
5351 | 5364 | 0 | 0.59096 | 0 | 99999 | 99999 | 99999 | 1 | 0 | 1 | -360 | 360 | 0 | 0 | 0 | 0 | 0 | 0 | 0 | 0
5360 | 8070 | 0 | 0.41459 | 0 | 99999 | 99999 | 99999 | 1 | 0 | 1 | -360 | 360 | 0 | 0 | 0 | 0 | 0 | 0 | 0 | 0
5360 | 8060 | 0 | 0.32135 | 0 | 99999 | 99999 | 99999 | 1 | 0 | 1 | -360 | 360 | 0 | 0 | 0 | 0 | 0 | 0 | 0 | 0
5360 | 5444 | 0 | 0.24134 | 0 | 99999 | 99999 | 99999 | 1 | 0 | 1 | -360 | 360 | 0 | 0 | 0 | 0 | 0 | 0 | 0 | 0
5360 | 5385 | 0 | 0.40212 | 0 | 99999 | 99999 | 99999 | 1 | 0 | 1 | -360 | 360 | 0 | 0 | 0 | 0 | 0 | 0 | 0 | 0
5360 | 5382 | 0 | 0.39374 | 0 | 99999 | 99999 | 99999 | 1 | 0 | 1 | -360 | 360 | 0 | 0 | 0 | 0 | 0 | 0 | 0 | 0
5360 | 6349 | 0 | 0.50585 | 0 | 99999 | 99999 | 99999 | 1 | 0 | 1 | -360 | 360 | 0 | 0 | 0 | 0 | 0 | 0 | 0 | 0
5360 | 6111 | 0 | 0.28498 | 0 | 99999 | 99999 | 99999 | 1 | 0 | 1 | -360 | 360 | 0 | 0 | 0 | 0 | 0 | 0 | 0 | 0
5360 | 8087 | 0 | 0.092034 | 0 | 99999 | 99999 | 99999 | 1 | 0 | 1 | -360 | 360 | 0 | 0 | 0 | 0 | 0 | 0 | 0 | 0
5364 | 5480 | 0 | 0.52566 | 0 | 99999 | 99999 | 99999 | 1 | 0 | 1 | -360 | 360 | 0 | 0 | 0 | 0 | 0 | 0 | 0 | 0
5364 | 5465 | 0 | 0.52569 | 0 | 99999 | 99999 | 99999 | 1 | 0 | 1 | -360 | 360 | 0 | 0 | 0 | 0 | 0 | 0 | 0 | 0
5364 | 5449 | 0 | 0.55106 | 0 | 99999 | 99999 | 99999 | 1 | 0 | 1 | -360 | 360 | 0 | 0 | 0 | 0 | 0 | 0 | 0 | 0
5364 | 5444 | 0 | 0.5698 | 0 | 99999 | 99999 | 99999 | 1 | 0 | 1 | -360 | 360 | 0 | 0 | 0 | 0 | 0 | 0 | 0 | 0
5364 | 5415 | 0 | 0.54887 | 0 | 99999 | 99999 | 99999 | 1 | 0 | 1 | -360 | 360 | 0 | 0 | 0 | 0 | 0 | 0 | 0 | 0
5364 | 5385 | 0 | 0.43847 | 0 | 99999 | 99999 | 99999 | 1 | 0 | 1 | -360 | 360 | 0 | 0 | 0 | 0 | 0 | 0 | 0 | 0
5373 | 5379 | 0 | 0.1253 | 0 | 99999 | 99999 | 99999 | 1 | 0 | 1 | -360 | 360 | 0 | 0 | 0 | 0 | 0 | 0 | 0 | 0
5373 | 5440 | 0 | 0.23074 | 0 | 99999 | 99999 | 99999 | 1 | 0 | 1 | -360 | 360 | 0 | 0 | 0 | 0 | 0 | 0 | 0 | 0
5373 | 5447 | 0 | 0.64451 | 0 | 99999 | 99999 | 99999 | 1 | 0 | 1 | -360 | 360 | 0 | 0 | 0 | 0 | 0 | 0 | 0 | 0
5373 | 5441 | 0 | 0.25317 | 0 | 99999 | 99999 | 99999 | 1 | 0 | 1 | -360 | 360 | 0 | 0 | 0 | 0 | 0 | 0 | 0 | 0
5379 | 5480 | 0 | 0.29729 | 0 | 99999 | 99999 | 99999 | 1 | 0 | 1 | -360 | 360 | 0 | 0 | 0 | 0 | 0 | 0 | 0 | 0
5379 | 5422 | 0 | 0.3576 | 0 | 99999 | 99999 | 99999 | 1 | 0 | 1 | -360 | 360 | 0 | 0 | 0 | 0 | 0 | 0 | 0 | 0
5379 | 5440 | 0 | 0.15157 | 0 | 99999 | 99999 | 99999 | 1 | 0 | 1 | -360 | 360 | 0 | 0 | 0 | 0 | 0 | 0 | 0 | 0
5379 | 5447 | 0 | 0.28581 | 0 | 99999 | 99999 | 99999 | 1 | 0 | 1 | -360 | 360 | 0 | 0 | 0 | 0 | 0 | 0 | 0 | 0
5379 | 5441 | 0 | 0.17289 | 0 | 99999 | 99999 | 99999 | 1 | 0 | 1 | -360 | 360 | 0 | 0 | 0 | 0 | 0 | 0 | 0 | 0
5382 | 8070 | 0 | 0.45146 | 0 | 99999 | 99999 | 99999 | 1 | 0 | 1 | -360 | 360 | 0 | 0 | 0 | 0 | 0 | 0 | 0 | 0
5382 | 8060 | 0 | 0.23394 | 0 | 99999 | 99999 | 99999 | 1 | 0 | 1 | -360 | 360 | 0 | 0 | 0 | 0 | 0 | 0 | 0 | 0
5382 | 8116 | 0 | 0.75824 | 0 | 99999 | 99999 | 99999 | 1 | 0 | 1 | -360 | 360 | 0 | 0 | 0 | 0 | 0 | 0 | 0 | 0
5382 | 5444 | 0 | 0.14136 | 0 | 99999 | 99999 | 99999 | 1 | 0 | 1 | -360 | 360 | 0 | 0 | 0 | 0 | 0 | 0 | 0 | 0
5382 | 5385 | 0 | 0.084253 | 0 | 99999 | 99999 | 99999 | 1 | 0 | 1 | -360 | 360 | 0 | 0 | 0 | 0 | 0 | 0 | 0 | 0
5385 | 8129 | 0 | 0.22646 | 0 | 99999 | 99999 | 99999 | 1 | 0 | 1 | -360 | 360 | 0 | 0 | 0 | 0 | 0 | 0 | 0 | 0
5385 | 5480 | 0 | 0.31612 | 0 | 99999 | 99999 | 99999 | 1 | 0 | 1 | -360 | 360 | 0 | 0 | 0 | 0 | 0 | 0 | 0 | 0
5385 | 8070 | 0 | 0.43084 | 0 | 99999 | 99999 | 99999 | 1 | 0 | 1 | -360 | 360 | 0 | 0 | 0 | 0 | 0 | 0 | 0 | 0
5385 | 5465 | 0 | 0.13285 | 0 | 99999 | 99999 | 99999 | 1 | 0 | 1 | -360 | 360 | 0 | 0 | 0 | 0 | 0 | 0 | 0 | 0
5385 | 5449 | 0 | 0.083439 | 0 | 99999 | 99999 | 99999 | 1 | 0 | 1 | -360 | 360 | 0 | 0 | 0 | 0 | 0 | 0 | 0 | 0
5385 | 8060 | 0 | 0.2388 | 0 | 99999 | 99999 | 99999 | 1 | 0 | 1 | -360 | 360 | 0 | 0 | 0 | 0 | 0 | 0 | 0 | 0
5385 | 8116 | 0 | 0.68617 | 0 | 99999 | 99999 | 99999 | 1 | 0 | 1 | -360 | 360 | 0 | 0 | 0 | 0 | 0 | 0 | 0 | 0
5385 | 5444 | 0 | 0.036722 | 0 | 99999 | 99999 | 99999 | 1 | 0 | 1 | -360 | 360 | 0 | 0 | 0 | 0 | 0 | 0 | 0 | 0
5412 | 8129 | 0 | 0.72923 | 0 | 99999 | 99999 | 99999 | 1 | 0 | 1 | -360 | 360 | 0 | 0 | 0 | 0 | 0 | 0 | 0 | 0
5422 | 5463 | 0 | 0.10752 | 0 | 99999 | 99999 | 99999 | 1 | 0 | 1 | -360 | 360 | 0 | 0 | 0 | 0 | 0 | 0 | 0 | 0
5422 | 5465 | 0 | 0.016706 | 0 | 99999 | 99999 | 99999 | 1 | 0 | 1 | -360 | 360 | 0 | 0 | 0 | 0 | 0 | 0 | 0 | 0
5440 | 5463 | 0 | 0.46497 | 0 | 99999 | 99999 | 99999 | 1 | 0 | 1 | -360 | 360 | 0 | 0 | 0 | 0 | 0 | 0 | 0 | 0
5440 | 5444 | 0 | 0.53157 | 0 | 99999 | 99999 | 99999 | 1 | 0 | 1 | -360 | 360 | 0 | 0 | 0 | 0 | 0 | 0 | 0 | 0
5440 | 5447 | 0 | 0.07244 | 0 | 99999 | 99999 | 99999 | 1 | 0 | 1 | -360 | 360 | 0 | 0 | 0 | 0 | 0 | 0 | 0 | 0
5440 | 5441 | 0 | 0.44265 | 0 | 99999 | 99999 | 99999 | 1 | 0 | 1 | -360 | 360 | 0 | 0 | 0 | 0 | 0 | 0 | 0 | 0
5441 | 5480 | 0 | 0.081786 | 0 | 99999 | 99999 | 99999 | 1 | 0 | 1 | -360 | 360 | 0 | 0 | 0 | 0 | 0 | 0 | 0 | 0
5441 | 5447 | 0 | 0.092417 | 0 | 99999 | 99999 | 99999 | 1 | 0 | 1 | -360 | 360 | 0 | 0 | 0 | 0 | 0 | 0 | 0 | 0
5444 | 8129 | 0 | 0.28648 | 0 | 99999 | 99999 | 99999 | 1 | 0 | 1 | -360 | 360 | 0 | 0 | 0 | 0 | 0 | 0 | 0 | 0
5444 | 5480 | 0 | 0.52683 | 0 | 99999 | 99999 | 99999 | 1 | 0 | 1 | -360 | 360 | 0 | 0 | 0 | 0 | 0 | 0 | 0 | 0
5444 | 8070 | 0 | 0.23569 | 0 | 99999 | 99999 | 99999 | 1 | 0 | 1 | -360 | 360 | 0 | 0 | 0 | 0 | 0 | 0 | 0 | 0
5444 | 5465 | 0 | 0.18971 | 0 | 99999 | 99999 | 99999 | 1 | 0 | 1 | -360 | 360 | 0 | 0 | 0 | 0 | 0 | 0 | 0 | 0
5444 | 5449 | 0 | 0.22706 | 0 | 99999 | 99999 | 99999 | 1 | 0 | 1 | -360 | 360 | 0 | 0 | 0 | 0 | 0 | 0 | 0 | 0
5444 | 8060 | 0 | 0.15146 | 0 | 99999 | 99999 | 99999 | 1 | 0 | 1 | -360 | 360 | 0 | 0 | 0 | 0 | 0 | 0 | 0 | 0
5444 | 8116 | 0 | 0.46872 | 0 | 99999 | 99999 | 99999 | 1 | 0 | 1 | -360 | 360 | 0 | 0 | 0 | 0 | 0 | 0 | 0 | 0
5444 | 5447 | 0 | 0.60812 | 0 | 99999 | 99999 | 99999 | 1 | 0 | 1 | -360 | 360 | 0 | 0 | 0 | 0 | 0 | 0 | 0 | 0
5444 | 8087 | 0 | 0.48588 | 0 | 99999 | 99999 | 99999 | 1 | 0 | 1 | -360 | 360 | 0 | 0 | 0 | 0 | 0 | 0 | 0 | 0
5447 | 5480 | 0 | 0.011056 | 0 | 99999 | 99999 | 99999 | 1 | 0 | 1 | -360 | 360 | 0 | 0 | 0 | 0 | 0 | 0 | 0 | 0
5449 | 8129 | 0 | 0.66285 | 0 | 99999 | 99999 | 99999 | 1 | 0 | 1 | -360 | 360 | 0 | 0 | 0 | 0 | 0 | 0 | 0 | 0
5449 | 5480 | 0 | 0.18553 | 0 | 99999 | 99999 | 99999 | 1 | 0 | 1 | -360 | 360 | 0 | 0 | 0 | 0 | 0 | 0 | 0 | 0
5449 | 5465 | 0 | 0.41956 | 0 | 99999 | 99999 | 99999 | 1 | 0 | 1 | -360 | 360 | 0 | 0 | 0 | 0 | 0 | 0 | 0 | 0
5465 | 8129 | 0 | 0.46413 | 0 | 99999 | 99999 | 99999 | 1 | 0 | 1 | -360 | 360 | 0 | 0 | 0 | 0 | 0 | 0 | 0 | 0
6001 | 6115 | 0 | 0.042372 | 0 | 99999 | 99999 | 99999 | 1 | 0 | 1 | -360 | 360 | 0 | 0 | 0 | 0 | 0 | 0 | 0 | 0
6001 | 6168 | 0 | 0.36187 | 0 | 99999 | 99999 | 99999 | 1 | 0 | 1 | -360 | 360 | 0 | 0 | 0 | 0 | 0 | 0 | 0 | 0
6001 | 6199 | 0 | 0.42933 | 0 | 99999 | 99999 | 99999 | 1 | 0 | 1 | -360 | 360 | 0 | 0 | 0 | 0 | 0 | 0 | 0 | 0
6001 | 6236 | 0 | 0.36757 | 0 | 99999 | 99999 | 99999 | 1 | 0 | 1 | -360 | 360 | 0 | 0 | 0 | 0 | 0 | 0 | 0 | 0
6001 | 6288 | 0 | 0.23215 | 0 | 99999 | 99999 | 99999 | 1 | 0 | 1 | -360 | 360 | 0 | 0 | 0 | 0 | 0 | 0 | 0 | 0
6001 | 6058 | 0 | 0.57049 | 0 | 99999 | 99999 | 99999 | 1 | 0 | 1 | -360 | 360 | 0 | 0 | 0 | 0 | 0 | 0 | 0 | 0
6001 | 6037 | 0 | 0.19416 | 0 | 99999 | 99999 | 99999 | 1 | 0 | 1 | -360 | 360 | 0 | 0 | 0 | 0 | 0 | 0 | 0 | 0
6001 | 6280 | 0 | 0.37494 | 0 | 99999 | 99999 | 99999 | 1 | 0 | 1 | -360 | 360 | 0 | 0 | 0 | 0 | 0 | 0 | 0 | 0
6001 | 6241 | 0 | 0.38079 | 0 | 99999 | 99999 | 99999 | 1 | 0 | 1 | -360 | 360 | 0 | 0 | 0 | 0 | 0 | 0 | 0 | 0
6001 | 6147 | 0 | 0.68943 | 0 | 99999 | 99999 | 99999 | 1 | 0 | 1 | -360 | 360 | 0 | 0 | 0 | 0 | 0 | 0 | 0 | 0
6002 | 6178 | 0 | 0.056827 | 0 | 99999 | 99999 | 99999 | 1 | 0 | 1 | -360 | 360 | 0 | 0 | 0 | 0 | 0 | 0 | 0 | 0
6002 | 6352 | 0 | 0.29706 | 0 | 99999 | 99999 | 99999 | 1 | 0 | 1 | -360 | 360 | 0 | 0 | 0 | 0 | 0 | 0 | 0 | 0
6002 | 6199 | 0 | 0.32373 | 0 | 99999 | 99999 | 99999 | 1 | 0 | 1 | -360 | 360 | 0 | 0 | 0 | 0 | 0 | 0 | 0 | 0
6002 | 6047 | 0 | 0.012855 | 0 | 99999 | 99999 | 99999 | 1 | 0 | 1 | -360 | 360 | 0 | 0 | 0 | 0 | 0 | 0 | 0 | 0
6002 | 6058 | 0 | 0.43626 | 0 | 99999 | 99999 | 99999 | 1 | 0 | 1 | -360 | 360 | 0 | 0 | 0 | 0 | 0 | 0 | 0 | 0
6002 | 6037 | 0 | 0.2606 | 0 | 99999 | 99999 | 99999 | 1 | 0 | 1 | -360 | 360 | 0 | 0 | 0 | 0 | 0 | 0 | 0 | 0
6005 | 6330 | 0 | 0.55044 | 0 | 99999 | 99999 | 99999 | 1 | 0 | 1 | -360 | 360 | 0 | 0 | 0 | 0 | 0 | 0 | 0 | 0
6005 | 7406 | 0 | 0.50399 | 0 | 99999 | 99999 | 99999 | 1 | 0 | 1 | -360 | 360 | 0 | 0 | 0 | 0 | 0 | 0 | 0 | 0
6005 | 6344 | 0 | 0.47887 | 0 | 99999 | 99999 | 99999 | 1 | 0 | 1 | -360 | 360 | 0 | 0 | 0 | 0 | 0 | 0 | 0 | 0
6005 | 6349 | 0 | 0.23012 | 0 | 99999 | 99999 | 99999 | 1 | 0 | 1 | -360 | 360 | 0 | 0 | 0 | 0 | 0 | 0 | 0 | 0
6005 | 6295 | 0 | 0.35318 | 0 | 99999 | 99999 | 99999 | 1 | 0 | 1 | -360 | 360 | 0 | 0 | 0 | 0 | 0 | 0 | 0 | 0
6005 | 6111 | 0 | 0.48352 | 0 | 99999 | 99999 | 99999 | 1 | 0 | 1 | -360 | 360 | 0 | 0 | 0 | 0 | 0 | 0 | 0 | 0
6005 | 6078 | 0 | 0.17771 | 0 | 99999 | 99999 | 99999 | 1 | 0 | 1 | -360 | 360 | 0 | 0 | 0 | 0 | 0 | 0 | 0 | 0
6014 | 6223 | 0 | 0.6886 | 0 | 99999 | 99999 | 99999 | 1 | 0 | 1 | -360 | 360 | 0 | 0 | 0 | 0 | 0 | 0 | 0 | 0
6014 | 6280 | 0 | 0.27352 | 0 | 99999 | 99999 | 99999 | 1 | 0 | 1 | -360 | 360 | 0 | 0 | 0 | 0 | 0 | 0 | 0 | 0
6018 | 6330 | 0 | 0.043535 | 0 | 99999 | 99999 | 99999 | 1 | 0 | 1 | -360 | 360 | 0 | 0 | 0 | 0 | 0 | 0 | 0 | 0
6018 | 6035 | 0 | 0.071493 | 0 | 99999 | 99999 | 99999 | 1 | 0 | 1 | -360 | 360 | 0 | 0 | 0 | 0 | 0 | 0 | 0 | 0
6018 | 6208 | 0 | 0.13554 | 0 | 99999 | 99999 | 99999 | 1 | 0 | 1 | -360 | 360 | 0 | 0 | 0 | 0 | 0 | 0 | 0 | 0
6018 | 6344 | 0 | 0.66974 | 0 | 99999 | 99999 | 99999 | 1 | 0 | 1 | -360 | 360 | 0 | 0 | 0 | 0 | 0 | 0 | 0 | 0
6018 | 6349 | 0 | 0.067769 | 0 | 99999 | 99999 | 99999 | 1 | 0 | 1 | -360 | 360 | 0 | 0 | 0 | 0 | 0 | 0 | 0 | 0
6018 | 6238 | 0 | 0.1326 | 0 | 99999 | 99999 | 99999 | 1 | 0 | 1 | -360 | 360 | 0 | 0 | 0 | 0 | 0 | 0 | 0 | 0
6018 | 6295 | 0 | 0.22593 | 0 | 99999 | 99999 | 99999 | 1 | 0 | 1 | -360 | 360 | 0 | 0 | 0 | 0 | 0 | 0 | 0 | 0
6018 | 6230 | 0 | 0.36309 | 0 | 99999 | 99999 | 99999 | 1 | 0 | 1 | -360 | 360 | 0 | 0 | 0 | 0 | 0 | 0 | 0 | 0
6018 | 6223 | 0 | 0.089554 | 0 | 99999 | 99999 | 99999 | 1 | 0 | 1 | -360 | 360 | 0 | 0 | 0 | 0 | 0 | 0 | 0 | 0
6018 | 6061 | 0 | 0.19496 | 0 | 99999 | 99999 | 99999 | 1 | 0 | 1 | -360 | 360 | 0 | 0 | 0 | 0 | 0 | 0 | 0 | 0
6018 | 6205 | 0 | 0.3976 | 0 | 99999 | 99999 | 99999 | 1 | 0 | 1 | -360 | 360 | 0 | 0 | 0 | 0 | 0 | 0 | 0 | 0
6023 | 6344 | 0 | 0.40356 | 0 | 99999 | 99999 | 99999 | 1 | 0 | 1 | -360 | 360 | 0 | 0 | 0 | 0 | 0 | 0 | 0 | 0
6023 | 6349 | 0 | 0.06171 | 0 | 99999 | 99999 | 99999 | 1 | 0 | 1 | -360 | 360 | 0 | 0 | 0 | 0 | 0 | 0 | 0 | 0
6035 | 6330 | 0 | 0.53189 | 0 | 99999 | 99999 | 99999 | 1 | 0 | 1 | -360 | 360 | 0 | 0 | 0 | 0 | 0 | 0 | 0 | 0
6035 | 6355 | 0 | 0.16036 | 0 | 99999 | 99999 | 99999 | 1 | 0 | 1 | -360 | 360 | 0 | 0 | 0 | 0 | 0 | 0 | 0 | 0
6035 | 6208 | 0 | 0.058601 | 0 | 99999 | 99999 | 99999 | 1 | 0 | 1 | -360 | 360 | 0 | 0 | 0 | 0 | 0 | 0 | 0 | 0
6035 | 6344 | 0 | 0.055873 | 0 | 99999 | 99999 | 99999 | 1 | 0 | 1 | -360 | 360 | 0 | 0 | 0 | 0 | 0 | 0 | 0 | 0
6035 | 6349 | 0 | 0.055011 | 0 | 99999 | 99999 | 99999 | 1 | 0 | 1 | -360 | 360 | 0 | 0 | 0 | 0 | 0 | 0 | 0 | 0
6035 | 6238 | 0 | 0.49077 | 0 | 99999 | 99999 | 99999 | 1 | 0 | 1 | -360 | 360 | 0 | 0 | 0 | 0 | 0 | 0 | 0 | 0
6035 | 6120 | 0 | 0.1542 | 0 | 99999 | 99999 | 99999 | 1 | 0 | 1 | -360 | 360 | 0 | 0 | 0 | 0 | 0 | 0 | 0 | 0
6035 | 6295 | 0 | 0.30895 | 0 | 99999 | 99999 | 99999 | 1 | 0 | 1 | -360 | 360 | 0 | 0 | 0 | 0 | 0 | 0 | 0 | 0
6035 | 6223 | 0 | 0.14365 | 0 | 99999 | 99999 | 99999 | 1 | 0 | 1 | -360 | 360 | 0 | 0 | 0 | 0 | 0 | 0 | 0 | 0
6035 | 6061 | 0 | 0.45803 | 0 | 99999 | 99999 | 99999 | 1 | 0 | 1 | -360 | 360 | 0 | 0 | 0 | 0 | 0 | 0 | 0 | 0
6035 | 6111 | 0 | 0.15586 | 0 | 99999 | 99999 | 99999 | 1 | 0 | 1 | -360 | 360 | 0 | 0 | 0 | 0 | 0 | 0 | 0 | 0
6035 | 8087 | 0 | 0.44113 | 0 | 99999 | 99999 | 99999 | 1 | 0 | 1 | -360 | 360 | 0 | 0 | 0 | 0 | 0 | 0 | 0 | 0
6037 | 6352 | 0 | 0.01753 | 0 | 99999 | 99999 | 99999 | 1 | 0 | 1 | -360 | 360 | 0 | 0 | 0 | 0 | 0 | 0 | 0 | 0
6037 | 6115 | 0 | 0.07168 | 0 | 99999 | 99999 | 99999 | 1 | 0 | 1 | -360 | 360 | 0 | 0 | 0 | 0 | 0 | 0 | 0 | 0
6037 | 6168 | 0 | 0.37533 | 0 | 99999 | 99999 | 99999 | 1 | 0 | 1 | -360 | 360 | 0 | 0 | 0 | 0 | 0 | 0 | 0 | 0
6037 | 6199 | 0 | 0.062568 | 0 | 99999 | 99999 | 99999 | 1 | 0 | 1 | -360 | 360 | 0 | 0 | 0 | 0 | 0 | 0 | 0 | 0
6037 | 6236 | 0 | 0.16471 | 0 | 99999 | 99999 | 99999 | 1 | 0 | 1 | -360 | 360 | 0 | 0 | 0 | 0 | 0 | 0 | 0 | 0
6037 | 7406 | 0 | 0.21817 | 0 | 99999 | 99999 | 99999 | 1 | 0 | 1 | -360 | 360 | 0 | 0 | 0 | 0 | 0 | 0 | 0 | 0
6037 | 6047 | 0 | 0.1898 | 0 | 99999 | 99999 | 99999 | 1 | 0 | 1 | -360 | 360 | 0 | 0 | 0 | 0 | 0 | 0 | 0 | 0
6037 | 6349 | 0 | 0.25769 | 0 | 99999 | 99999 | 99999 | 1 | 0 | 1 | -360 | 360 | 0 | 0 | 0 | 0 | 0 | 0 | 0 | 0
6037 | 6335 | 0 | 0.284 | 0 | 99999 | 99999 | 99999 | 1 | 0 | 1 | -360 | 360 | 0 | 0 | 0 | 0 | 0 | 0 | 0 | 0
6037 | 6288 | 0 | 0.069079 | 0 | 99999 | 99999 | 99999 | 1 | 0 | 1 | -360 | 360 | 0 | 0 | 0 | 0 | 0 | 0 | 0 | 0
6037 | 6178 | 0 | 0.25606 | 0 | 99999 | 99999 | 99999 | 1 | 0 | 1 | -360 | 360 | 0 | 0 | 0 | 0 | 0 | 0 | 0 | 0
6037 | 6058 | 0 | 0.11275 | 0 | 99999 | 99999 | 99999 | 1 | 0 | 1 | -360 | 360 | 0 | 0 | 0 | 0 | 0 | 0 | 0 | 0
6037 | 6302 | 0 | 0.45398 | 0 | 99999 | 99999 | 99999 | 1 | 0 | 1 | -360 | 360 | 0 | 0 | 0 | 0 | 0 | 0 | 0 | 0
6037 | 6230 | 0 | 0.69824 | 0 | 99999 | 99999 | 99999 | 1 | 0 | 1 | -360 | 360 | 0 | 0 | 0 | 0 | 0 | 0 | 0 | 0
6037 | 6280 | 0 | 0.29105 | 0 | 99999 | 99999 | 99999 | 1 | 0 | 1 | -360 | 360 | 0 | 0 | 0 | 0 | 0 | 0 | 0 | 0
6037 | 6241 | 0 | 0.18779 | 0 | 99999 | 99999 | 99999 | 1 | 0 | 1 | -360 | 360 | 0 | 0 | 0 | 0 | 0 | 0 | 0 | 0
6037 | 6164 | 0 | 0.2946 | 0 | 99999 | 99999 | 99999 | 1 | 0 | 1 | -360 | 360 | 0 | 0 | 0 | 0 | 0 | 0 | 0 | 0
6037 | 6069 | 0 | 0.23579 | 0 | 99999 | 99999 | 99999 | 1 | 0 | 1 | -360 | 360 | 0 | 0 | 0 | 0 | 0 | 0 | 0 | 0
6037 | 6147 | 0 | 0.14856 | 0 | 99999 | 99999 | 99999 | 1 | 0 | 1 | -360 | 360 | 0 | 0 | 0 | 0 | 0 | 0 | 0 | 0
6047 | 6115 | 0 | 0.71426 | 0 | 99999 | 99999 | 99999 | 1 | 0 | 1 | -360 | 360 | 0 | 0 | 0 | 0 | 0 | 0 | 0 | 0
6047 | 6168 | 0 | 0.16665 | 0 | 99999 | 99999 | 99999 | 1 | 0 | 1 | -360 | 360 | 0 | 0 | 0 | 0 | 0 | 0 | 0 | 0
6047 | 6199 | 0 | 0.038309 | 0 | 99999 | 99999 | 99999 | 1 | 0 | 1 | -360 | 360 | 0 | 0 | 0 | 0 | 0 | 0 | 0 | 0
6047 | 6236 | 0 | 0.21449 | 0 | 99999 | 99999 | 99999 | 1 | 0 | 1 | -360 | 360 | 0 | 0 | 0 | 0 | 0 | 0 | 0 | 0
6047 | 6349 | 0 | 0.34258 | 0 | 99999 | 99999 | 99999 | 1 | 0 | 1 | -360 | 360 | 0 | 0 | 0 | 0 | 0 | 0 | 0 | 0
6047 | 6288 | 0 | 0.3364 | 0 | 99999 | 99999 | 99999 | 1 | 0 | 1 | -360 | 360 | 0 | 0 | 0 | 0 | 0 | 0 | 0 | 0
6047 | 6058 | 0 | 0.72991 | 0 | 99999 | 99999 | 99999 | 1 | 0 | 1 | -360 | 360 | 0 | 0 | 0 | 0 | 0 | 0 | 0 | 0
6047 | 6069 | 0 | 0.52046 | 0 | 99999 | 99999 | 99999 | 1 | 0 | 1 | -360 | 360 | 0 | 0 | 0 | 0 | 0 | 0 | 0 | 0
6047 | 6147 | 0 | 0.67139 | 0 | 99999 | 99999 | 99999 | 1 | 0 | 1 | -360 | 360 | 0 | 0 | 0 | 0 | 0 | 0 | 0 | 0
6058 | 6352 | 0 | 0.36368 | 0 | 99999 | 99999 | 99999 | 1 | 0 | 1 | -360 | 360 | 0 | 0 | 0 | 0 | 0 | 0 | 0 | 0
6058 | 6115 | 0 | 0.12373 | 0 | 99999 | 99999 | 99999 | 1 | 0 | 1 | -360 | 360 | 0 | 0 | 0 | 0 | 0 | 0 | 0 | 0
6058 | 6199 | 0 | 0.24392 | 0 | 99999 | 99999 | 99999 | 1 | 0 | 1 | -360 | 360 | 0 | 0 | 0 | 0 | 0 | 0 | 0 | 0
6058 | 6236 | 0 | 0.39102 | 0 | 99999 | 99999 | 99999 | 1 | 0 | 1 | -360 | 360 | 0 | 0 | 0 | 0 | 0 | 0 | 0 | 0
6058 | 7406 | 0 | 0.32155 | 0 | 99999 | 99999 | 99999 | 1 | 0 | 1 | -360 | 360 | 0 | 0 | 0 | 0 | 0 | 0 | 0 | 0
6058 | 6349 | 0 | 0.17826 | 0 | 99999 | 99999 | 99999 | 1 | 0 | 1 | -360 | 360 | 0 | 0 | 0 | 0 | 0 | 0 | 0 | 0
6058 | 6288 | 0 | 0.59179 | 0 | 99999 | 99999 | 99999 | 1 | 0 | 1 | -360 | 360 | 0 | 0 | 0 | 0 | 0 | 0 | 0 | 0
6058 | 6178 | 0 | 0.4236 | 0 | 99999 | 99999 | 99999 | 1 | 0 | 1 | -360 | 360 | 0 | 0 | 0 | 0 | 0 | 0 | 0 | 0
6058 | 6302 | 0 | 0.22184 | 0 | 99999 | 99999 | 99999 | 1 | 0 | 1 | -360 | 360 | 0 | 0 | 0 | 0 | 0 | 0 | 0 | 0
6058 | 6230 | 0 | 0.22338 | 0 | 99999 | 99999 | 99999 | 1 | 0 | 1 | -360 | 360 | 0 | 0 | 0 | 0 | 0 | 0 | 0 | 0
6058 | 6223 | 0 | 0.69498 | 0 | 99999 | 99999 | 99999 | 1 | 0 | 1 | -360 | 360 | 0 | 0 | 0 | 0 | 0 | 0 | 0 | 0
6058 | 6278 | 0 | 0.72702 | 0 | 99999 | 99999 | 99999 | 1 | 0 | 1 | -360 | 360 | 0 | 0 | 0 | 0 | 0 | 0 | 0 | 0
6058 | 6280 | 0 | 0.22085 | 0 | 99999 | 99999 | 99999 | 1 | 0 | 1 | -360 | 360 | 0 | 0 | 0 | 0 | 0 | 0 | 0 | 0
6058 | 6164 | 0 | 0.23025 | 0 | 99999 | 99999 | 99999 | 1 | 0 | 1 | -360 | 360 | 0 | 0 | 0 | 0 | 0 | 0 | 0 | 0
6058 | 6069 | 0 | 0.14177 | 0 | 99999 | 99999 | 99999 | 1 | 0 | 1 | -360 | 360 | 0 | 0 | 0 | 0 | 0 | 0 | 0 | 0
6058 | 6147 | 0 | 0.4128 | 0 | 99999 | 99999 | 99999 | 1 | 0 | 1 | -360 | 360 | 0 | 0 | 0 | 0 | 0 | 0 | 0 | 0
6061 | 6330 | 0 | 0.20066 | 0 | 99999 | 99999 | 99999 | 1 | 0 | 1 | -360 | 360 | 0 | 0 | 0 | 0 | 0 | 0 | 0 | 0
6061 | 6208 | 0 | 0.089122 | 0 | 99999 | 99999 | 99999 | 1 | 0 | 1 | -360 | 360 | 0 | 0 | 0 | 0 | 0 | 0 | 0 | 0
6061 | 6349 | 0 | 0.28845 | 0 | 99999 | 99999 | 99999 | 1 | 0 | 1 | -360 | 360 | 0 | 0 | 0 | 0 | 0 | 0 | 0 | 0
6061 | 6238 | 0 | 0.17955 | 0 | 99999 | 99999 | 99999 | 1 | 0 | 1 | -360 | 360 | 0 | 0 | 0 | 0 | 0 | 0 | 0 | 0
6061 | 6120 | 0 | 0.22907 | 0 | 99999 | 99999 | 99999 | 1 | 0 | 1 | -360 | 360 | 0 | 0 | 0 | 0 | 0 | 0 | 0 | 0
6061 | 6223 | 0 | 0.35905 | 0 | 99999 | 99999 | 99999 | 1 | 0 | 1 | -360 | 360 | 0 | 0 | 0 | 0 | 0 | 0 | 0 | 0
6061 | 6205 | 0 | 0.33977 | 0 | 99999 | 99999 | 99999 | 1 | 0 | 1 | -360 | 360 | 0 | 0 | 0 | 0 | 0 | 0 | 0 | 0
6069 | 6115 | 0 | 0.71931 | 0 | 99999 | 99999 | 99999 | 1 | 0 | 1 | -360 | 360 | 0 | 0 | 0 | 0 | 0 | 0 | 0 | 0
6069 | 6199 | 0 | 0.28625 | 0 | 99999 | 99999 | 99999 | 1 | 0 | 1 | -360 | 360 | 0 | 0 | 0 | 0 | 0 | 0 | 0 | 0
6069 | 6236 | 0 | 0.3801 | 0 | 99999 | 99999 | 99999 | 1 | 0 | 1 | -360 | 360 | 0 | 0 | 0 | 0 | 0 | 0 | 0 | 0
6069 | 7406 | 0 | 0.29605 | 0 | 99999 | 99999 | 99999 | 1 | 0 | 1 | -360 | 360 | 0 | 0 | 0 | 0 | 0 | 0 | 0 | 0
6069 | 6349 | 0 | 0.094527 | 0 | 99999 | 99999 | 99999 | 1 | 0 | 1 | -360 | 360 | 0 | 0 | 0 | 0 | 0 | 0 | 0 | 0
6069 | 6288 | 0 | 0.77469 | 0 | 99999 | 99999 | 99999 | 1 | 0 | 1 | -360 | 360 | 0 | 0 | 0 | 0 | 0 | 0 | 0 | 0
6069 | 6302 | 0 | 0.20247 | 0 | 99999 | 99999 | 99999 | 1 | 0 | 1 | -360 | 360 | 0 | 0 | 0 | 0 | 0 | 0 | 0 | 0
6069 | 6230 | 0 | 0.41074 | 0 | 99999 | 99999 | 99999 | 1 | 0 | 1 | -360 | 360 | 0 | 0 | 0 | 0 | 0 | 0 | 0 | 0
6069 | 6280 | 0 | 0.36979 | 0 | 99999 | 99999 | 99999 | 1 | 0 | 1 | -360 | 360 | 0 | 0 | 0 | 0 | 0 | 0 | 0 | 0
6069 | 6164 | 0 | 0.20728 | 0 | 99999 | 99999 | 99999 | 1 | 0 | 1 | -360 | 360 | 0 | 0 | 0 | 0 | 0 | 0 | 0 | 0
6069 | 6147 | 0 | 0.38933 | 0 | 99999 | 99999 | 99999 | 1 | 0 | 1 | -360 | 360 | 0 | 0 | 0 | 0 | 0 | 0 | 0 | 0
6078 | 7406 | 0 | 0.096392 | 0 | 99999 | 99999 | 99999 | 1 | 0 | 1 | -360 | 360 | 0 | 0 | 0 | 0 | 0 | 0 | 0 | 0
6078 | 7389 | 0 | 0.41555 | 0 | 99999 | 99999 | 99999 | 1 | 0 | 1 | -360 | 360 | 0 | 0 | 0 | 0 | 0 | 0 | 0 | 0
6078 | 7400 | 0 | 0.28267 | 0 | 99999 | 99999 | 99999 | 1 | 0 | 1 | -360 | 360 | 0 | 0 | 0 | 0 | 0 | 0 | 0 | 0
6078 | 8140 | 0 | 0.56366 | 0 | 99999 | 99999 | 99999 | 1 | 0 | 1 | -360 | 360 | 0 | 0 | 0 | 0 | 0 | 0 | 0 | 0
6078 | 7428 | 0 | 0.73789 | 0 | 99999 | 99999 | 99999 | 1 | 0 | 1 | -360 | 360 | 0 | 0 | 0 | 0 | 0 | 0 | 0 | 0
6078 | 7045 | 0 | 0.55334 | 0 | 99999 | 99999 | 99999 | 1 | 0 | 1 | -360 | 360 | 0 | 0 | 0 | 0 | 0 | 0 | 0 | 0
6078 | 6349 | 0 | 0.648 | 0 | 99999 | 99999 | 99999 | 1 | 0 | 1 | -360 | 360 | 0 | 0 | 0 | 0 | 0 | 0 | 0 | 0
6111 | 6355 | 0 | 0.67465 | 0 | 99999 | 99999 | 99999 | 1 | 0 | 1 | -360 | 360 | 0 | 0 | 0 | 0 | 0 | 0 | 0 | 0
6111 | 6344 | 0 | 0.22348 | 0 | 99999 | 99999 | 99999 | 1 | 0 | 1 | -360 | 360 | 0 | 0 | 0 | 0 | 0 | 0 | 0 | 0
6111 | 6349 | 0 | 0.1053 | 0 | 99999 | 99999 | 99999 | 1 | 0 | 1 | -360 | 360 | 0 | 0 | 0 | 0 | 0 | 0 | 0 | 0
6111 | 6295 | 0 | 0.20223 | 0 | 99999 | 99999 | 99999 | 1 | 0 | 1 | -360 | 360 | 0 | 0 | 0 | 0 | 0 | 0 | 0 | 0
6111 | 6223 | 0 | 0.53353 | 0 | 99999 | 99999 | 99999 | 1 | 0 | 1 | -360 | 360 | 0 | 0 | 0 | 0 | 0 | 0 | 0 | 0
6111 | 8087 | 0 | 0.11654 | 0 | 99999 | 99999 | 99999 | 1 | 0 | 1 | -360 | 360 | 0 | 0 | 0 | 0 | 0 | 0 | 0 | 0
6115 | 6352 | 0 | 0.20829 | 0 | 99999 | 99999 | 99999 | 1 | 0 | 1 | -360 | 360 | 0 | 0 | 0 | 0 | 0 | 0 | 0 | 0
6115 | 6168 | 0 | 0.33653 | 0 | 99999 | 99999 | 99999 | 1 | 0 | 1 | -360 | 360 | 0 | 0 | 0 | 0 | 0 | 0 | 0 | 0
6115 | 6199 | 0 | 0.25457 | 0 | 99999 | 99999 | 99999 | 1 | 0 | 1 | -360 | 360 | 0 | 0 | 0 | 0 | 0 | 0 | 0 | 0
6115 | 6236 | 0 | 0.43803 | 0 | 99999 | 99999 | 99999 | 1 | 0 | 1 | -360 | 360 | 0 | 0 | 0 | 0 | 0 | 0 | 0 | 0
6115 | 6288 | 0 | 0.098483 | 0 | 99999 | 99999 | 99999 | 1 | 0 | 1 | -360 | 360 | 0 | 0 | 0 | 0 | 0 | 0 | 0 | 0
6115 | 6280 | 0 | 0.25655 | 0 | 99999 | 99999 | 99999 | 1 | 0 | 1 | -360 | 360 | 0 | 0 | 0 | 0 | 0 | 0 | 0 | 0
6115 | 6241 | 0 | 0.33448 | 0 | 99999 | 99999 | 99999 | 1 | 0 | 1 | -360 | 360 | 0 | 0 | 0 | 0 | 0 | 0 | 0 | 0
6120 | 6355 | 0 | 0.12599 | 0 | 99999 | 99999 | 99999 | 1 | 0 | 1 | -360 | 360 | 0 | 0 | 0 | 0 | 0 | 0 | 0 | 0
6120 | 6208 | 0 | 0.028805 | 0 | 99999 | 99999 | 99999 | 1 | 0 | 1 | -360 | 360 | 0 | 0 | 0 | 0 | 0 | 0 | 0 | 0
6120 | 6344 | 0 | 0.17417 | 0 | 99999 | 99999 | 99999 | 1 | 0 | 1 | -360 | 360 | 0 | 0 | 0 | 0 | 0 | 0 | 0 | 0
6120 | 6349 | 0 | 0.048225 | 0 | 99999 | 99999 | 99999 | 1 | 0 | 1 | -360 | 360 | 0 | 0 | 0 | 0 | 0 | 0 | 0 | 0
6120 | 6223 | 0 | 0.41435 | 0 | 99999 | 99999 | 99999 | 1 | 0 | 1 | -360 | 360 | 0 | 0 | 0 | 0 | 0 | 0 | 0 | 0
6147 | 6199 | 0 | 0.19084 | 0 | 99999 | 99999 | 99999 | 1 | 0 | 1 | -360 | 360 | 0 | 0 | 0 | 0 | 0 | 0 | 0 | 0
6147 | 6236 | 0 | 0.25127 | 0 | 99999 | 99999 | 99999 | 1 | 0 | 1 | -360 | 360 | 0 | 0 | 0 | 0 | 0 | 0 | 0 | 0
6147 | 7406 | 0 | 0.185 | 0 | 99999 | 99999 | 99999 | 1 | 0 | 1 | -360 | 360 | 0 | 0 | 0 | 0 | 0 | 0 | 0 | 0
6147 | 6349 | 0 | 0.38437 | 0 | 99999 | 99999 | 99999 | 1 | 0 | 1 | -360 | 360 | 0 | 0 | 0 | 0 | 0 | 0 | 0 | 0
6147 | 6335 | 0 | 0.77675 | 0 | 99999 | 99999 | 99999 | 1 | 0 | 1 | -360 | 360 | 0 | 0 | 0 | 0 | 0 | 0 | 0 | 0
6147 | 6288 | 0 | 0.38199 | 0 | 99999 | 99999 | 99999 | 1 | 0 | 1 | -360 | 360 | 0 | 0 | 0 | 0 | 0 | 0 | 0 | 0
6147 | 6178 | 0 | 0.58425 | 0 | 99999 | 99999 | 99999 | 1 | 0 | 1 | -360 | 360 | 0 | 0 | 0 | 0 | 0 | 0 | 0 | 0
6147 | 6302 | 0 | 0.63734 | 0 | 99999 | 99999 | 99999 | 1 | 0 | 1 | -360 | 360 | 0 | 0 | 0 | 0 | 0 | 0 | 0 | 0
6147 | 6280 | 0 | 0.68533 | 0 | 99999 | 99999 | 99999 | 1 | 0 | 1 | -360 | 360 | 0 | 0 | 0 | 0 | 0 | 0 | 0 | 0
6147 | 6241 | 0 | 0.36194 | 0 | 99999 | 99999 | 99999 | 1 | 0 | 1 | -360 | 360 | 0 | 0 | 0 | 0 | 0 | 0 | 0 | 0
6147 | 6164 | 0 | 0.30274 | 0 | 99999 | 99999 | 99999 | 1 | 0 | 1 | -360 | 360 | 0 | 0 | 0 | 0 | 0 | 0 | 0 | 0
6164 | 6199 | 0 | 0.40186 | 0 | 99999 | 99999 | 99999 | 1 | 0 | 1 | -360 | 360 | 0 | 0 | 0 | 0 | 0 | 0 | 0 | 0
6164 | 6236 | 0 | 0.52809 | 0 | 99999 | 99999 | 99999 | 1 | 0 | 1 | -360 | 360 | 0 | 0 | 0 | 0 | 0 | 0 | 0 | 0
6164 | 7406 | 0 | 0.18536 | 0 | 99999 | 99999 | 99999 | 1 | 0 | 1 | -360 | 360 | 0 | 0 | 0 | 0 | 0 | 0 | 0 | 0
6164 | 6349 | 0 | 0.25776 | 0 | 99999 | 99999 | 99999 | 1 | 0 | 1 | -360 | 360 | 0 | 0 | 0 | 0 | 0 | 0 | 0 | 0
6164 | 6302 | 0 | 0.28746 | 0 | 99999 | 99999 | 99999 | 1 | 0 | 1 | -360 | 360 | 0 | 0 | 0 | 0 | 0 | 0 | 0 | 0
6164 | 6230 | 0 | 0.55516 | 0 | 99999 | 99999 | 99999 | 1 | 0 | 1 | -360 | 360 | 0 | 0 | 0 | 0 | 0 | 0 | 0 | 0
6164 | 6280 | 0 | 0.40967 | 0 | 99999 | 99999 | 99999 | 1 | 0 | 1 | -360 | 360 | 0 | 0 | 0 | 0 | 0 | 0 | 0 | 0
6168 | 6199 | 0 | 0.018683 | 0 | 99999 | 99999 | 99999 | 1 | 0 | 1 | -360 | 360 | 0 | 0 | 0 | 0 | 0 | 0 | 0 | 0
6168 | 6236 | 0 | 0.068575 | 0 | 99999 | 99999 | 99999 | 1 | 0 | 1 | -360 | 360 | 0 | 0 | 0 | 0 | 0 | 0 | 0 | 0
6168 | 6288 | 0 | 0.11955 | 0 | 99999 | 99999 | 99999 | 1 | 0 | 1 | -360 | 360 | 0 | 0 | 0 | 0 | 0 | 0 | 0 | 0
6168 | 6178 | 0 | 0.1321 | 0 | 99999 | 99999 | 99999 | 1 | 0 | 1 | -360 | 360 | 0 | 0 | 0 | 0 | 0 | 0 | 0 | 0
6178 | 6199 | 0 | 0.20228 | 0 | 99999 | 99999 | 99999 | 1 | 0 | 1 | -360 | 360 | 0 | 0 | 0 | 0 | 0 | 0 | 0 | 0
6178 | 6236 | 0 | 0.18489 | 0 | 99999 | 99999 | 99999 | 1 | 0 | 1 | -360 | 360 | 0 | 0 | 0 | 0 | 0 | 0 | 0 | 0
6178 | 7406 | 0 | 0.69972 | 0 | 99999 | 99999 | 99999 | 1 | 0 | 1 | -360 | 360 | 0 | 0 | 0 | 0 | 0 | 0 | 0 | 0
6178 | 6349 | 0 | 0.6875 | 0 | 99999 | 99999 | 99999 | 1 | 0 | 1 | -360 | 360 | 0 | 0 | 0 | 0 | 0 | 0 | 0 | 0
6178 | 6335 | 0 | 0.32194 | 0 | 99999 | 99999 | 99999 | 1 | 0 | 1 | -360 | 360 | 0 | 0 | 0 | 0 | 0 | 0 | 0 | 0
6178 | 6288 | 0 | 0.38015 | 0 | 99999 | 99999 | 99999 | 1 | 0 | 1 | -360 | 360 | 0 | 0 | 0 | 0 | 0 | 0 | 0 | 0
6178 | 6241 | 0 | 0.65008 | 0 | 99999 | 99999 | 99999 | 1 | 0 | 1 | -360 | 360 | 0 | 0 | 0 | 0 | 0 | 0 | 0 | 0
6199 | 6352 | 0 | 0.064625 | 0 | 99999 | 99999 | 99999 | 1 | 0 | 1 | -360 | 360 | 0 | 0 | 0 | 0 | 0 | 0 | 0 | 0
6199 | 6236 | 0 | 0.10413 | 0 | 99999 | 99999 | 99999 | 1 | 0 | 1 | -360 | 360 | 0 | 0 | 0 | 0 | 0 | 0 | 0 | 0
6199 | 7406 | 0 | 0.2637 | 0 | 99999 | 99999 | 99999 | 1 | 0 | 1 | -360 | 360 | 0 | 0 | 0 | 0 | 0 | 0 | 0 | 0
6199 | 6349 | 0 | 0.21488 | 0 | 99999 | 99999 | 99999 | 1 | 0 | 1 | -360 | 360 | 0 | 0 | 0 | 0 | 0 | 0 | 0 | 0
6199 | 6335 | 0 | 0.39803 | 0 | 99999 | 99999 | 99999 | 1 | 0 | 1 | -360 | 360 | 0 | 0 | 0 | 0 | 0 | 0 | 0 | 0
6199 | 6288 | 0 | 0.048547 | 0 | 99999 | 99999 | 99999 | 1 | 0 | 1 | -360 | 360 | 0 | 0 | 0 | 0 | 0 | 0 | 0 | 0
6199 | 6302 | 0 | 0.60685 | 0 | 99999 | 99999 | 99999 | 1 | 0 | 1 | -360 | 360 | 0 | 0 | 0 | 0 | 0 | 0 | 0 | 0
6199 | 6280 | 0 | 0.68251 | 0 | 99999 | 99999 | 99999 | 1 | 0 | 1 | -360 | 360 | 0 | 0 | 0 | 0 | 0 | 0 | 0 | 0
6199 | 6241 | 0 | 0.15903 | 0 | 99999 | 99999 | 99999 | 1 | 0 | 1 | -360 | 360 | 0 | 0 | 0 | 0 | 0 | 0 | 0 | 0
6205 | 6238 | 0 | 0.71568 | 0 | 99999 | 99999 | 99999 | 1 | 0 | 1 | -360 | 360 | 0 | 0 | 0 | 0 | 0 | 0 | 0 | 0
6205 | 6223 | 0 | 0.63965 | 0 | 99999 | 99999 | 99999 | 1 | 0 | 1 | -360 | 360 | 0 | 0 | 0 | 0 | 0 | 0 | 0 | 0
6208 | 6330 | 0 | 0.69586 | 0 | 99999 | 99999 | 99999 | 1 | 0 | 1 | -360 | 360 | 0 | 0 | 0 | 0 | 0 | 0 | 0 | 0
6208 | 6344 | 0 | 0.058665 | 0 | 99999 | 99999 | 99999 | 1 | 0 | 1 | -360 | 360 | 0 | 0 | 0 | 0 | 0 | 0 | 0 | 0
6208 | 6349 | 0 | 0.42924 | 0 | 99999 | 99999 | 99999 | 1 | 0 | 1 | -360 | 360 | 0 | 0 | 0 | 0 | 0 | 0 | 0 | 0
6208 | 6238 | 0 | 0.63814 | 0 | 99999 | 99999 | 99999 | 1 | 0 | 1 | -360 | 360 | 0 | 0 | 0 | 0 | 0 | 0 | 0 | 0
6208 | 6223 | 0 | 0.27808 | 0 | 99999 | 99999 | 99999 | 1 | 0 | 1 | -360 | 360 | 0 | 0 | 0 | 0 | 0 | 0 | 0 | 0
6214 | 6349 | 0 | 0.073339 | 0 | 99999 | 99999 | 99999 | 1 | 0 | 1 | -360 | 360 | 0 | 0 | 0 | 0 | 0 | 0 | 0 | 0
6214 | 6295 | 0 | 0.5028 | 0 | 99999 | 99999 | 99999 | 1 | 0 | 1 | -360 | 360 | 0 | 0 | 0 | 0 | 0 | 0 | 0 | 0
6223 | 6238 | 0 | 0.01722 | 0 | 99999 | 99999 | 99999 | 1 | 0 | 1 | -360 | 360 | 0 | 0 | 0 | 0 | 0 | 0 | 0 | 0
6223 | 6330 | 0 | 0.072502 | 0 | 99999 | 99999 | 99999 | 1 | 0 | 1 | -360 | 360 | 0 | 0 | 0 | 0 | 0 | 0 | 0 | 0
6223 | 6355 | 0 | 0.21581 | 0 | 99999 | 99999 | 99999 | 1 | 0 | 1 | -360 | 360 | 0 | 0 | 0 | 0 | 0 | 0 | 0 | 0
6223 | 6344 | 0 | 0.27523 | 0 | 99999 | 99999 | 99999 | 1 | 0 | 1 | -360 | 360 | 0 | 0 | 0 | 0 | 0 | 0 | 0 | 0
6223 | 6349 | 0 | 0.03463 | 0 | 99999 | 99999 | 99999 | 1 | 0 | 1 | -360 | 360 | 0 | 0 | 0 | 0 | 0 | 0 | 0 | 0
6223 | 6295 | 0 | 0.13384 | 0 | 99999 | 99999 | 99999 | 1 | 0 | 1 | -360 | 360 | 0 | 0 | 0 | 0 | 0 | 0 | 0 | 0
6223 | 6230 | 0 | 0.044745 | 0 | 99999 | 99999 | 99999 | 1 | 0 | 1 | -360 | 360 | 0 | 0 | 0 | 0 | 0 | 0 | 0 | 0
6223 | 6278 | 0 | 0.31596 | 0 | 99999 | 99999 | 99999 | 1 | 0 | 1 | -360 | 360 | 0 | 0 | 0 | 0 | 0 | 0 | 0 | 0
6230 | 6349 | 0 | 0.19475 | 0 | 99999 | 99999 | 99999 | 1 | 0 | 1 | -360 | 360 | 0 | 0 | 0 | 0 | 0 | 0 | 0 | 0
6230 | 6302 | 0 | 0.39051 | 0 | 99999 | 99999 | 99999 | 1 | 0 | 1 | -360 | 360 | 0 | 0 | 0 | 0 | 0 | 0 | 0 | 0
6230 | 6278 | 0 | 0.11371 | 0 | 99999 | 99999 | 99999 | 1 | 0 | 1 | -360 | 360 | 0 | 0 | 0 | 0 | 0 | 0 | 0 | 0
6230 | 6280 | 0 | 0.56067 | 0 | 99999 | 99999 | 99999 | 1 | 0 | 1 | -360 | 360 | 0 | 0 | 0 | 0 | 0 | 0 | 0 | 0
6236 | 6335 | 0 | 0.019705 | 0 | 99999 | 99999 | 99999 | 1 | 0 | 1 | -360 | 360 | 0 | 0 | 0 | 0 | 0 | 0 | 0 | 0
6236 | 7406 | 0 | 0.30314 | 0 | 99999 | 99999 | 99999 | 1 | 0 | 1 | -360 | 360 | 0 | 0 | 0 | 0 | 0 | 0 | 0 | 0
6236 | 6349 | 0 | 0.28884 | 0 | 99999 | 99999 | 99999 | 1 | 0 | 1 | -360 | 360 | 0 | 0 | 0 | 0 | 0 | 0 | 0 | 0
6236 | 6288 | 0 | 0.17641 | 0 | 99999 | 99999 | 99999 | 1 | 0 | 1 | -360 | 360 | 0 | 0 | 0 | 0 | 0 | 0 | 0 | 0
6236 | 6241 | 0 | 0.37192 | 0 | 99999 | 99999 | 99999 | 1 | 0 | 1 | -360 | 360 | 0 | 0 | 0 | 0 | 0 | 0 | 0 | 0
6238 | 6330 | 0 | 0.067563 | 0 | 99999 | 99999 | 99999 | 1 | 0 | 1 | -360 | 360 | 0 | 0 | 0 | 0 | 0 | 0 | 0 | 0
6238 | 6349 | 0 | 0.45574 | 0 | 99999 | 99999 | 99999 | 1 | 0 | 1 | -360 | 360 | 0 | 0 | 0 | 0 | 0 | 0 | 0 | 0
6241 | 7406 | 0 | 0.29696 | 0 | 99999 | 99999 | 99999 | 1 | 0 | 1 | -360 | 360 | 0 | 0 | 0 | 0 | 0 | 0 | 0 | 0
6241 | 6288 | 0 | 0.14656 | 0 | 99999 | 99999 | 99999 | 1 | 0 | 1 | -360 | 360 | 0 | 0 | 0 | 0 | 0 | 0 | 0 | 0
6278 | 6349 | 0 | 0.58771 | 0 | 99999 | 99999 | 99999 | 1 | 0 | 1 | -360 | 360 | 0 | 0 | 0 | 0 | 0 | 0 | 0 | 0
6278 | 6280 | 0 | 0.49783 | 0 | 99999 | 99999 | 99999 | 1 | 0 | 1 | -360 | 360 | 0 | 0 | 0 | 0 | 0 | 0 | 0 | 0
6280 | 7406 | 0 | 0.48447 | 0 | 99999 | 99999 | 99999 | 1 | 0 | 1 | -360 | 360 | 0 | 0 | 0 | 0 | 0 | 0 | 0 | 0
6280 | 6349 | 0 | 0.43517 | 0 | 99999 | 99999 | 99999 | 1 | 0 | 1 | -360 | 360 | 0 | 0 | 0 | 0 | 0 | 0 | 0 | 0
6280 | 6302 | 0 | 0.56904 | 0 | 99999 | 99999 | 99999 | 1 | 0 | 1 | -360 | 360 | 0 | 0 | 0 | 0 | 0 | 0 | 0 | 0
6288 | 6352 | 0 | 0.56503 | 0 | 99999 | 99999 | 99999 | 1 | 0 | 1 | -360 | 360 | 0 | 0 | 0 | 0 | 0 | 0 | 0 | 0
6288 | 7406 | 0 | 0.47426 | 0 | 99999 | 99999 | 99999 | 1 | 0 | 1 | -360 | 360 | 0 | 0 | 0 | 0 | 0 | 0 | 0 | 0
6288 | 6349 | 0 | 0.70431 | 0 | 99999 | 99999 | 99999 | 1 | 0 | 1 | -360 | 360 | 0 | 0 | 0 | 0 | 0 | 0 | 0 | 0
6295 | 6344 | 0 | 0.5565 | 0 | 99999 | 99999 | 99999 | 1 | 0 | 1 | -360 | 360 | 0 | 0 | 0 | 0 | 0 | 0 | 0 | 0
6295 | 6349 | 0 | 0.02733 | 0 | 99999 | 99999 | 99999 | 1 | 0 | 1 | -360 | 360 | 0 | 0 | 0 | 0 | 0 | 0 | 0 | 0
6295 | 8087 | 0 | 0.57205 | 0 | 99999 | 99999 | 99999 | 1 | 0 | 1 | -360 | 360 | 0 | 0 | 0 | 0 | 0 | 0 | 0 | 0
6302 | 7406 | 0 | 0.43412 | 0 | 99999 | 99999 | 99999 | 1 | 0 | 1 | -360 | 360 | 0 | 0 | 0 | 0 | 0 | 0 | 0 | 0
6302 | 6349 | 0 | 0.25717 | 0 | 99999 | 99999 | 99999 | 1 | 0 | 1 | -360 | 360 | 0 | 0 | 0 | 0 | 0 | 0 | 0 | 0
6330 | 6349 | 0 | 0.76214 | 0 | 99999 | 99999 | 99999 | 1 | 0 | 1 | -360 | 360 | 0 | 0 | 0 | 0 | 0 | 0 | 0 | 0
6344 | 6355 | 0 | 0.062499 | 0 | 99999 | 99999 | 99999 | 1 | 0 | 1 | -360 | 360 | 0 | 0 | 0 | 0 | 0 | 0 | 0 | 0
6344 | 6349 | 0 | 0.052288 | 0 | 99999 | 99999 | 99999 | 1 | 0 | 1 | -360 | 360 | 0 | 0 | 0 | 0 | 0 | 0 | 0 | 0
6344 | 8087 | 0 | 0.59776 | 0 | 99999 | 99999 | 99999 | 1 | 0 | 1 | -360 | 360 | 0 | 0 | 0 | 0 | 0 | 0 | 0 | 0
6349 | 7406 | 0 | 0.29453 | 0 | 99999 | 99999 | 99999 | 1 | 0 | 1 | -360 | 360 | 0 | 0 | 0 | 0 | 0 | 0 | 0 | 0
6349 | 6355 | 0 | 0.082765 | 0 | 99999 | 99999 | 99999 | 1 | 0 | 1 | -360 | 360 | 0 | 0 | 0 | 0 | 0 | 0 | 0 | 0
6349 | 8087 | 0 | 0.28028 | 0 | 99999 | 99999 | 99999 | 1 | 0 | 1 | -360 | 360 | 0 | 0 | 0 | 0 | 0 | 0 | 0 | 0
7001 | 7406 | 0 | 0.093327 | 0 | 99999 | 99999 | 99999 | 1 | 0 | 1 | -360 | 360 | 0 | 0 | 0 | 0 | 0 | 0 | 0 | 0
7004 | 7317 | 0 | 0.682 | 0 | 99999 | 99999 | 99999 | 1 | 0 | 1 | -360 | 360 | 0 | 0 | 0 | 0 | 0 | 0 | 0 | 0
7004 | 7422 | 0 | 0.1077 | 0 | 99999 | 99999 | 99999 | 1 | 0 | 1 | -360 | 360 | 0 | 0 | 0 | 0 | 0 | 0 | 0 | 0
7004 | 7091 | 0 | 0.41121 | 0 | 99999 | 99999 | 99999 | 1 | 0 | 1 | -360 | 360 | 0 | 0 | 0 | 0 | 0 | 0 | 0 | 0
7004 | 7185 | 0 | 0.41713 | 0 | 99999 | 99999 | 99999 | 1 | 0 | 1 | -360 | 360 | 0 | 0 | 0 | 0 | 0 | 0 | 0 | 0
7004 | 7124 | 0 | 0.18164 | 0 | 99999 | 99999 | 99999 | 1 | 0 | 1 | -360 | 360 | 0 | 0 | 0 | 0 | 0 | 0 | 0 | 0
7004 | 7257 | 0 | 0.12762 | 0 | 99999 | 99999 | 99999 | 1 | 0 | 1 | -360 | 360 | 0 | 0 | 0 | 0 | 0 | 0 | 0 | 0
7004 | 7389 | 0 | 0.57889 | 0 | 99999 | 99999 | 99999 | 1 | 0 | 1 | -360 | 360 | 0 | 0 | 0 | 0 | 0 | 0 | 0 | 0
7004 | 7259 | 0 | 0.26143 | 0 | 99999 | 99999 | 99999 | 1 | 0 | 1 | -360 | 360 | 0 | 0 | 0 | 0 | 0 | 0 | 0 | 0
7004 | 7400 | 0 | 0.035379 | 0 | 99999 | 99999 | 99999 | 1 | 0 | 1 | -360 | 360 | 0 | 0 | 0 | 0 | 0 | 0 | 0 | 0
7004 | 7330 | 0 | 0.17035 | 0 | 99999 | 99999 | 99999 | 1 | 0 | 1 | -360 | 360 | 0 | 0 | 0 | 0 | 0 | 0 | 0 | 0
7004 | 7248 | 0 | 0.3595 | 0 | 99999 | 99999 | 99999 | 1 | 0 | 1 | -360 | 360 | 0 | 0 | 0 | 0 | 0 | 0 | 0 | 0
7004 | 7279 | 0 | 0.65108 | 0 | 99999 | 99999 | 99999 | 1 | 0 | 1 | -360 | 360 | 0 | 0 | 0 | 0 | 0 | 0 | 0 | 0
7004 | 7157 | 0 | 0.57788 | 0 | 99999 | 99999 | 99999 | 1 | 0 | 1 | -360 | 360 | 0 | 0 | 0 | 0 | 0 | 0 | 0 | 0
7004 | 7127 | 0 | 0.25873 | 0 | 99999 | 99999 | 99999 | 1 | 0 | 1 | -360 | 360 | 0 | 0 | 0 | 0 | 0 | 0 | 0 | 0
7004 | 7221 | 0 | 0.42311 | 0 | 99999 | 99999 | 99999 | 1 | 0 | 1 | -360 | 360 | 0 | 0 | 0 | 0 | 0 | 0 | 0 | 0
7004 | 7174 | 0 | 0.19896 | 0 | 99999 | 99999 | 99999 | 1 | 0 | 1 | -360 | 360 | 0 | 0 | 0 | 0 | 0 | 0 | 0 | 0
7004 | 7084 | 0 | 0.23254 | 0 | 99999 | 99999 | 99999 | 1 | 0 | 1 | -360 | 360 | 0 | 0 | 0 | 0 | 0 | 0 | 0 | 0
7004 | 7138 | 0 | 0.11342 | 0 | 99999 | 99999 | 99999 | 1 | 0 | 1 | -360 | 360 | 0 | 0 | 0 | 0 | 0 | 0 | 0 | 0
7004 | 7260 | 0 | 0.54887 | 0 | 99999 | 99999 | 99999 | 1 | 0 | 1 | -360 | 360 | 0 | 0 | 0 | 0 | 0 | 0 | 0 | 0
7004 | 7051 | 0 | 0.27968 | 0 | 99999 | 99999 | 99999 | 1 | 0 | 1 | -360 | 360 | 0 | 0 | 0 | 0 | 0 | 0 | 0 | 0
7004 | 7428 | 0 | 0.25299 | 0 | 99999 | 99999 | 99999 | 1 | 0 | 1 | -360 | 360 | 0 | 0 | 0 | 0 | 0 | 0 | 0 | 0
7004 | 7208 | 0 | 0.21295 | 0 | 99999 | 99999 | 99999 | 1 | 0 | 1 | -360 | 360 | 0 | 0 | 0 | 0 | 0 | 0 | 0 | 0
7010 | 7235 | 0 | 0.15824 | 0 | 99999 | 99999 | 99999 | 1 | 0 | 1 | -360 | 360 | 0 | 0 | 0 | 0 | 0 | 0 | 0 | 0
7010 | 7246 | 0 | 0.24732 | 0 | 99999 | 99999 | 99999 | 1 | 0 | 1 | -360 | 360 | 0 | 0 | 0 | 0 | 0 | 0 | 0 | 0
7010 | 7389 | 0 | 0.57937 | 0 | 99999 | 99999 | 99999 | 1 | 0 | 1 | -360 | 360 | 0 | 0 | 0 | 0 | 0 | 0 | 0 | 0
7012 | 7069 | 0 | 0.65144 | 0 | 99999 | 99999 | 99999 | 1 | 0 | 1 | -360 | 360 | 0 | 0 | 0 | 0 | 0 | 0 | 0 | 0
7012 | 7049 | 0 | 0.45118 | 0 | 99999 | 99999 | 99999 | 1 | 0 | 1 | -360 | 360 | 0 | 0 | 0 | 0 | 0 | 0 | 0 | 0
7013 | 7246 | 0 | 0.046851 | 0 | 99999 | 99999 | 99999 | 1 | 0 | 1 | -360 | 360 | 0 | 0 | 0 | 0 | 0 | 0 | 0 | 0
7013 | 7404 | 0 | 0.35278 | 0 | 99999 | 99999 | 99999 | 1 | 0 | 1 | -360 | 360 | 0 | 0 | 0 | 0 | 0 | 0 | 0 | 0
7017 | 7101 | 0 | 0.16753 | 0 | 99999 | 99999 | 99999 | 1 | 0 | 1 | -360 | 360 | 0 | 0 | 0 | 0 | 0 | 0 | 0 | 0
7017 | 7124 | 0 | 0.22209 | 0 | 99999 | 99999 | 99999 | 1 | 0 | 1 | -360 | 360 | 0 | 0 | 0 | 0 | 0 | 0 | 0 | 0
7017 | 7330 | 0 | 0.091058 | 0 | 99999 | 99999 | 99999 | 1 | 0 | 1 | -360 | 360 | 0 | 0 | 0 | 0 | 0 | 0 | 0 | 0
7017 | 7248 | 0 | 0.11808 | 0 | 99999 | 99999 | 99999 | 1 | 0 | 1 | -360 | 360 | 0 | 0 | 0 | 0 | 0 | 0 | 0 | 0
7017 | 7427 | 0 | 0.065422 | 0 | 99999 | 99999 | 99999 | 1 | 0 | 1 | -360 | 360 | 0 | 0 | 0 | 0 | 0 | 0 | 0 | 0
7017 | 7049 | 0 | 0.12203 | 0 | 99999 | 99999 | 99999 | 1 | 0 | 1 | -360 | 360 | 0 | 0 | 0 | 0 | 0 | 0 | 0 | 0
7017 | 7127 | 0 | 0.50878 | 0 | 99999 | 99999 | 99999 | 1 | 0 | 1 | -360 | 360 | 0 | 0 | 0 | 0 | 0 | 0 | 0 | 0
7017 | 7221 | 0 | 0.067402 | 0 | 99999 | 99999 | 99999 | 1 | 0 | 1 | -360 | 360 | 0 | 0 | 0 | 0 | 0 | 0 | 0 | 0
7017 | 7051 | 0 | 0.47057 | 0 | 99999 | 99999 | 99999 | 1 | 0 | 1 | -360 | 360 | 0 | 0 | 0 | 0 | 0 | 0 | 0 | 0
7039 | 7422 | 0 | 0.46155 | 0 | 99999 | 99999 | 99999 | 1 | 0 | 1 | -360 | 360 | 0 | 0 | 0 | 0 | 0 | 0 | 0 | 0
7039 | 7185 | 0 | 0.34013 | 0 | 99999 | 99999 | 99999 | 1 | 0 | 1 | -360 | 360 | 0 | 0 | 0 | 0 | 0 | 0 | 0 | 0
7039 | 7069 | 0 | 0.45804 | 0 | 99999 | 99999 | 99999 | 1 | 0 | 1 | -360 | 360 | 0 | 0 | 0 | 0 | 0 | 0 | 0 | 0
7039 | 7410 | 0 | 0.15111 | 0 | 99999 | 99999 | 99999 | 1 | 0 | 1 | -360 | 360 | 0 | 0 | 0 | 0 | 0 | 0 | 0 | 0
7039 | 7389 | 0 | 0.52732 | 0 | 99999 | 99999 | 99999 | 1 | 0 | 1 | -360 | 360 | 0 | 0 | 0 | 0 | 0 | 0 | 0 | 0
7039 | 7400 | 0 | 0.16198 | 0 | 99999 | 99999 | 99999 | 1 | 0 | 1 | -360 | 360 | 0 | 0 | 0 | 0 | 0 | 0 | 0 | 0
7039 | 7049 | 0 | 0.40574 | 0 | 99999 | 99999 | 99999 | 1 | 0 | 1 | -360 | 360 | 0 | 0 | 0 | 0 | 0 | 0 | 0 | 0
7039 | 7127 | 0 | 0.056862 | 0 | 99999 | 99999 | 99999 | 1 | 0 | 1 | -360 | 360 | 0 | 0 | 0 | 0 | 0 | 0 | 0 | 0
7039 | 7353 | 0 | 0.52577 | 0 | 99999 | 99999 | 99999 | 1 | 0 | 1 | -360 | 360 | 0 | 0 | 0 | 0 | 0 | 0 | 0 | 0
7039 | 7343 | 0 | 0.63282 | 0 | 99999 | 99999 | 99999 | 1 | 0 | 1 | -360 | 360 | 0 | 0 | 0 | 0 | 0 | 0 | 0 | 0
7039 | 7428 | 0 | 0.20276 | 0 | 99999 | 99999 | 99999 | 1 | 0 | 1 | -360 | 360 | 0 | 0 | 0 | 0 | 0 | 0 | 0 | 0
7039 | 7229 | 0 | 0.22453 | 0 | 99999 | 99999 | 99999 | 1 | 0 | 1 | -360 | 360 | 0 | 0 | 0 | 0 | 0 | 0 | 0 | 0
7039 | 7311 | 0 | 0.73596 | 0 | 99999 | 99999 | 99999 | 1 | 0 | 1 | -360 | 360 | 0 | 0 | 0 | 0 | 0 | 0 | 0 | 0
7045 | 7406 | 0 | 0.036384 | 0 | 99999 | 99999 | 99999 | 1 | 0 | 1 | -360 | 360 | 0 | 0 | 0 | 0 | 0 | 0 | 0 | 0
7049 | 7422 | 0 | 0.3315 | 0 | 99999 | 99999 | 99999 | 1 | 0 | 1 | -360 | 360 | 0 | 0 | 0 | 0 | 0 | 0 | 0 | 0
7049 | 7235 | 0 | 0.030559 | 0 | 99999 | 99999 | 99999 | 1 | 0 | 1 | -360 | 360 | 0 | 0 | 0 | 0 | 0 | 0 | 0 | 0
7049 | 7124 | 0 | 0.74002 | 0 | 99999 | 99999 | 99999 | 1 | 0 | 1 | -360 | 360 | 0 | 0 | 0 | 0 | 0 | 0 | 0 | 0
7049 | 7410 | 0 | 0.27521 | 0 | 99999 | 99999 | 99999 | 1 | 0 | 1 | -360 | 360 | 0 | 0 | 0 | 0 | 0 | 0 | 0 | 0
7049 | 7389 | 0 | 0.32619 | 0 | 99999 | 99999 | 99999 | 1 | 0 | 1 | -360 | 360 | 0 | 0 | 0 | 0 | 0 | 0 | 0 | 0
7049 | 7400 | 0 | 0.15987 | 0 | 99999 | 99999 | 99999 | 1 | 0 | 1 | -360 | 360 | 0 | 0 | 0 | 0 | 0 | 0 | 0 | 0
7049 | 7427 | 0 | 0.16839 | 0 | 99999 | 99999 | 99999 | 1 | 0 | 1 | -360 | 360 | 0 | 0 | 0 | 0 | 0 | 0 | 0 | 0
7049 | 7170 | 0 | 0.52983 | 0 | 99999 | 99999 | 99999 | 1 | 0 | 1 | -360 | 360 | 0 | 0 | 0 | 0 | 0 | 0 | 0 | 0
7049 | 7127 | 0 | 0.25317 | 0 | 99999 | 99999 | 99999 | 1 | 0 | 1 | -360 | 360 | 0 | 0 | 0 | 0 | 0 | 0 | 0 | 0
7049 | 7201 | 0 | 0.77648 | 0 | 99999 | 99999 | 99999 | 1 | 0 | 1 | -360 | 360 | 0 | 0 | 0 | 0 | 0 | 0 | 0 | 0
7049 | 7343 | 0 | 0.58983 | 0 | 99999 | 99999 | 99999 | 1 | 0 | 1 | -360 | 360 | 0 | 0 | 0 | 0 | 0 | 0 | 0 | 0
7049 | 7428 | 0 | 0.20714 | 0 | 99999 | 99999 | 99999 | 1 | 0 | 1 | -360 | 360 | 0 | 0 | 0 | 0 | 0 | 0 | 0 | 0
7049 | 7229 | 0 | 0.069229 | 0 | 99999 | 99999 | 99999 | 1 | 0 | 1 | -360 | 360 | 0 | 0 | 0 | 0 | 0 | 0 | 0 | 0
7051 | 7422 | 0 | 0.67443 | 0 | 99999 | 99999 | 99999 | 1 | 0 | 1 | -360 | 360 | 0 | 0 | 0 | 0 | 0 | 0 | 0 | 0
7051 | 7246 | 0 | 0.69882 | 0 | 99999 | 99999 | 99999 | 1 | 0 | 1 | -360 | 360 | 0 | 0 | 0 | 0 | 0 | 0 | 0 | 0
7051 | 7091 | 0 | 0.75644 | 0 | 99999 | 99999 | 99999 | 1 | 0 | 1 | -360 | 360 | 0 | 0 | 0 | 0 | 0 | 0 | 0 | 0
7051 | 7124 | 0 | 0.093356 | 0 | 99999 | 99999 | 99999 | 1 | 0 | 1 | -360 | 360 | 0 | 0 | 0 | 0 | 0 | 0 | 0 | 0
7051 | 7257 | 0 | 0.75252 | 0 | 99999 | 99999 | 99999 | 1 | 0 | 1 | -360 | 360 | 0 | 0 | 0 | 0 | 0 | 0 | 0 | 0
7051 | 7177 | 0 | 0.6934 | 0 | 99999 | 99999 | 99999 | 1 | 0 | 1 | -360 | 360 | 0 | 0 | 0 | 0 | 0 | 0 | 0 | 0
7051 | 7387 | 0 | 0.47383 | 0 | 99999 | 99999 | 99999 | 1 | 0 | 1 | -360 | 360 | 0 | 0 | 0 | 0 | 0 | 0 | 0 | 0
7051 | 7259 | 0 | 0.36091 | 0 | 99999 | 99999 | 99999 | 1 | 0 | 1 | -360 | 360 | 0 | 0 | 0 | 0 | 0 | 0 | 0 | 0
7051 | 7400 | 0 | 0.11377 | 0 | 99999 | 99999 | 99999 | 1 | 0 | 1 | -360 | 360 | 0 | 0 | 0 | 0 | 0 | 0 | 0 | 0
7051 | 7330 | 0 | 0.12079 | 0 | 99999 | 99999 | 99999 | 1 | 0 | 1 | -360 | 360 | 0 | 0 | 0 | 0 | 0 | 0 | 0 | 0
7051 | 7248 | 0 | 0.37789 | 0 | 99999 | 99999 | 99999 | 1 | 0 | 1 | -360 | 360 | 0 | 0 | 0 | 0 | 0 | 0 | 0 | 0
7051 | 7157 | 0 | 0.3264 | 0 | 99999 | 99999 | 99999 | 1 | 0 | 1 | -360 | 360 | 0 | 0 | 0 | 0 | 0 | 0 | 0 | 0
7051 | 7178 | 0 | 0.045257 | 0 | 99999 | 99999 | 99999 | 1 | 0 | 1 | -360 | 360 | 0 | 0 | 0 | 0 | 0 | 0 | 0 | 0
7051 | 7127 | 0 | 0.53982 | 0 | 99999 | 99999 | 99999 | 1 | 0 | 1 | -360 | 360 | 0 | 0 | 0 | 0 | 0 | 0 | 0 | 0
7051 | 7221 | 0 | 0.46744 | 0 | 99999 | 99999 | 99999 | 1 | 0 | 1 | -360 | 360 | 0 | 0 | 0 | 0 | 0 | 0 | 0 | 0
7051 | 7145 | 0 | 0.10495 | 0 | 99999 | 99999 | 99999 | 1 | 0 | 1 | -360 | 360 | 0 | 0 | 0 | 0 | 0 | 0 | 0 | 0
7051 | 7174 | 0 | 0.5058 | 0 | 99999 | 99999 | 99999 | 1 | 0 | 1 | -360 | 360 | 0 | 0 | 0 | 0 | 0 | 0 | 0 | 0
7051 | 7260 | 0 | 0.052285 | 0 | 99999 | 99999 | 99999 | 1 | 0 | 1 | -360 | 360 | 0 | 0 | 0 | 0 | 0 | 0 | 0 | 0
7051 | 7404 | 0 | 0.47128 | 0 | 99999 | 99999 | 99999 | 1 | 0 | 1 | -360 | 360 | 0 | 0 | 0 | 0 | 0 | 0 | 0 | 0
7051 | 7181 | 0 | 0.58789 | 0 | 99999 | 99999 | 99999 | 1 | 0 | 1 | -360 | 360 | 0 | 0 | 0 | 0 | 0 | 0 | 0 | 0
7069 | 7406 | 0 | 0.4972 | 0 | 99999 | 99999 | 99999 | 1 | 0 | 1 | -360 | 360 | 0 | 0 | 0 | 0 | 0 | 0 | 0 | 0
7069 | 7127 | 0 | 0.47512 | 0 | 99999 | 99999 | 99999 | 1 | 0 | 1 | -360 | 360 | 0 | 0 | 0 | 0 | 0 | 0 | 0 | 0
7069 | 7311 | 0 | 0.33577 | 0 | 99999 | 99999 | 99999 | 1 | 0 | 1 | -360 | 360 | 0 | 0 | 0 | 0 | 0 | 0 | 0 | 0
7074 | 7317 | 0 | 0.59629 | 0 | 99999 | 99999 | 99999 | 1 | 0 | 1 | -360 | 360 | 0 | 0 | 0 | 0 | 0 | 0 | 0 | 0
7074 | 7422 | 0 | 0.27867 | 0 | 99999 | 99999 | 99999 | 1 | 0 | 1 | -360 | 360 | 0 | 0 | 0 | 0 | 0 | 0 | 0 | 0
7074 | 7259 | 0 | 0.68077 | 0 | 99999 | 99999 | 99999 | 1 | 0 | 1 | -360 | 360 | 0 | 0 | 0 | 0 | 0 | 0 | 0 | 0
7074 | 7400 | 0 | 0.38912 | 0 | 99999 | 99999 | 99999 | 1 | 0 | 1 | -360 | 360 | 0 | 0 | 0 | 0 | 0 | 0 | 0 | 0
7074 | 7279 | 0 | 0.33863 | 0 | 99999 | 99999 | 99999 | 1 | 0 | 1 | -360 | 360 | 0 | 0 | 0 | 0 | 0 | 0 | 0 | 0
7074 | 7084 | 0 | 0.15355 | 0 | 99999 | 99999 | 99999 | 1 | 0 | 1 | -360 | 360 | 0 | 0 | 0 | 0 | 0 | 0 | 0 | 0
7074 | 7428 | 0 | 0.59011 | 0 | 99999 | 99999 | 99999 | 1 | 0 | 1 | -360 | 360 | 0 | 0 | 0 | 0 | 0 | 0 | 0 | 0
7075 | 7317 | 0 | 0.21312 | 0 | 99999 | 99999 | 99999 | 1 | 0 | 1 | -360 | 360 | 0 | 0 | 0 | 0 | 0 | 0 | 0 | 0
7075 | 7257 | 0 | 0.20671 | 0 | 99999 | 99999 | 99999 | 1 | 0 | 1 | -360 | 360 | 0 | 0 | 0 | 0 | 0 | 0 | 0 | 0
7075 | 7259 | 0 | 0.1164 | 0 | 99999 | 99999 | 99999 | 1 | 0 | 1 | -360 | 360 | 0 | 0 | 0 | 0 | 0 | 0 | 0 | 0
7075 | 7400 | 0 | 0.58645 | 0 | 99999 | 99999 | 99999 | 1 | 0 | 1 | -360 | 360 | 0 | 0 | 0 | 0 | 0 | 0 | 0 | 0
7075 | 7174 | 0 | 0.11036 | 0 | 99999 | 99999 | 99999 | 1 | 0 | 1 | -360 | 360 | 0 | 0 | 0 | 0 | 0 | 0 | 0 | 0
7084 | 7317 | 0 | 0.17532 | 0 | 99999 | 99999 | 99999 | 1 | 0 | 1 | -360 | 360 | 0 | 0 | 0 | 0 | 0 | 0 | 0 | 0
7084 | 7422 | 0 | 0.078143 | 0 | 99999 | 99999 | 99999 | 1 | 0 | 1 | -360 | 360 | 0 | 0 | 0 | 0 | 0 | 0 | 0 | 0
7084 | 7185 | 0 | 0.40389 | 0 | 99999 | 99999 | 99999 | 1 | 0 | 1 | -360 | 360 | 0 | 0 | 0 | 0 | 0 | 0 | 0 | 0
7084 | 7259 | 0 | 0.11827 | 0 | 99999 | 99999 | 99999 | 1 | 0 | 1 | -360 | 360 | 0 | 0 | 0 | 0 | 0 | 0 | 0 | 0
7084 | 7400 | 0 | 0.14343 | 0 | 99999 | 99999 | 99999 | 1 | 0 | 1 | -360 | 360 | 0 | 0 | 0 | 0 | 0 | 0 | 0 | 0
7084 | 7127 | 0 | 0.4129 | 0 | 99999 | 99999 | 99999 | 1 | 0 | 1 | -360 | 360 | 0 | 0 | 0 | 0 | 0 | 0 | 0 | 0
7084 | 7174 | 0 | 0.58471 | 0 | 99999 | 99999 | 99999 | 1 | 0 | 1 | -360 | 360 | 0 | 0 | 0 | 0 | 0 | 0 | 0 | 0
7084 | 7138 | 0 | 0.38986 | 0 | 99999 | 99999 | 99999 | 1 | 0 | 1 | -360 | 360 | 0 | 0 | 0 | 0 | 0 | 0 | 0 | 0
7084 | 7428 | 0 | 0.38831 | 0 | 99999 | 99999 | 99999 | 1 | 0 | 1 | -360 | 360 | 0 | 0 | 0 | 0 | 0 | 0 | 0 | 0
7084 | 7208 | 0 | 0.51165 | 0 | 99999 | 99999 | 99999 | 1 | 0 | 1 | -360 | 360 | 0 | 0 | 0 | 0 | 0 | 0 | 0 | 0
7091 | 7124 | 0 | 0.37299 | 0 | 99999 | 99999 | 99999 | 1 | 0 | 1 | -360 | 360 | 0 | 0 | 0 | 0 | 0 | 0 | 0 | 0
7091 | 7330 | 0 | 0.24547 | 0 | 99999 | 99999 | 99999 | 1 | 0 | 1 | -360 | 360 | 0 | 0 | 0 | 0 | 0 | 0 | 0 | 0
7091 | 7248 | 0 | 0.35668 | 0 | 99999 | 99999 | 99999 | 1 | 0 | 1 | -360 | 360 | 0 | 0 | 0 | 0 | 0 | 0 | 0 | 0
7091 | 7127 | 0 | 0.15089 | 0 | 99999 | 99999 | 99999 | 1 | 0 | 1 | -360 | 360 | 0 | 0 | 0 | 0 | 0 | 0 | 0 | 0
7091 | 7221 | 0 | 0.303 | 0 | 99999 | 99999 | 99999 | 1 | 0 | 1 | -360 | 360 | 0 | 0 | 0 | 0 | 0 | 0 | 0 | 0
7098 | 7406 | 0 | 0.061986 | 0 | 99999 | 99999 | 99999 | 1 | 0 | 1 | -360 | 360 | 0 | 0 | 0 | 0 | 0 | 0 | 0 | 0
7098 | 7311 | 0 | 0.21759 | 0 | 99999 | 99999 | 99999 | 1 | 0 | 1 | -360 | 360 | 0 | 0 | 0 | 0 | 0 | 0 | 0 | 0
7101 | 7124 | 0 | 0.7167 | 0 | 99999 | 99999 | 99999 | 1 | 0 | 1 | -360 | 360 | 0 | 0 | 0 | 0 | 0 | 0 | 0 | 0
7101 | 7330 | 0 | 0.32164 | 0 | 99999 | 99999 | 99999 | 1 | 0 | 1 | -360 | 360 | 0 | 0 | 0 | 0 | 0 | 0 | 0 | 0
7101 | 7248 | 0 | 0.076454 | 0 | 99999 | 99999 | 99999 | 1 | 0 | 1 | -360 | 360 | 0 | 0 | 0 | 0 | 0 | 0 | 0 | 0
7101 | 7127 | 0 | 0.1836 | 0 | 99999 | 99999 | 99999 | 1 | 0 | 1 | -360 | 360 | 0 | 0 | 0 | 0 | 0 | 0 | 0 | 0
7101 | 7221 | 0 | 0.24169 | 0 | 99999 | 99999 | 99999 | 1 | 0 | 1 | -360 | 360 | 0 | 0 | 0 | 0 | 0 | 0 | 0 | 0
7124 | 7422 | 0 | 0.65547 | 0 | 99999 | 99999 | 99999 | 1 | 0 | 1 | -360 | 360 | 0 | 0 | 0 | 0 | 0 | 0 | 0 | 0
7124 | 7246 | 0 | 0.76117 | 0 | 99999 | 99999 | 99999 | 1 | 0 | 1 | -360 | 360 | 0 | 0 | 0 | 0 | 0 | 0 | 0 | 0
7124 | 7185 | 0 | 0.4229 | 0 | 99999 | 99999 | 99999 | 1 | 0 | 1 | -360 | 360 | 0 | 0 | 0 | 0 | 0 | 0 | 0 | 0
7124 | 7257 | 0 | 0.49455 | 0 | 99999 | 99999 | 99999 | 1 | 0 | 1 | -360 | 360 | 0 | 0 | 0 | 0 | 0 | 0 | 0 | 0
7124 | 7259 | 0 | 0.33944 | 0 | 99999 | 99999 | 99999 | 1 | 0 | 1 | -360 | 360 | 0 | 0 | 0 | 0 | 0 | 0 | 0 | 0
7124 | 7400 | 0 | 0.13032 | 0 | 99999 | 99999 | 99999 | 1 | 0 | 1 | -360 | 360 | 0 | 0 | 0 | 0 | 0 | 0 | 0 | 0
7124 | 7330 | 0 | 0.038592 | 0 | 99999 | 99999 | 99999 | 1 | 0 | 1 | -360 | 360 | 0 | 0 | 0 | 0 | 0 | 0 | 0 | 0
7124 | 7248 | 0 | 0.16494 | 0 | 99999 | 99999 | 99999 | 1 | 0 | 1 | -360 | 360 | 0 | 0 | 0 | 0 | 0 | 0 | 0 | 0
7124 | 7427 | 0 | 0.53026 | 0 | 99999 | 99999 | 99999 | 1 | 0 | 1 | -360 | 360 | 0 | 0 | 0 | 0 | 0 | 0 | 0 | 0
7124 | 7157 | 0 | 0.59773 | 0 | 99999 | 99999 | 99999 | 1 | 0 | 1 | -360 | 360 | 0 | 0 | 0 | 0 | 0 | 0 | 0 | 0
7124 | 7178 | 0 | 0.2965 | 0 | 99999 | 99999 | 99999 | 1 | 0 | 1 | -360 | 360 | 0 | 0 | 0 | 0 | 0 | 0 | 0 | 0
7124 | 7127 | 0 | 0.20726 | 0 | 99999 | 99999 | 99999 | 1 | 0 | 1 | -360 | 360 | 0 | 0 | 0 | 0 | 0 | 0 | 0 | 0
7124 | 7221 | 0 | 0.20088 | 0 | 99999 | 99999 | 99999 | 1 | 0 | 1 | -360 | 360 | 0 | 0 | 0 | 0 | 0 | 0 | 0 | 0
7124 | 7174 | 0 | 0.59791 | 0 | 99999 | 99999 | 99999 | 1 | 0 | 1 | -360 | 360 | 0 | 0 | 0 | 0 | 0 | 0 | 0 | 0
7124 | 7353 | 0 | 0.54468 | 0 | 99999 | 99999 | 99999 | 1 | 0 | 1 | -360 | 360 | 0 | 0 | 0 | 0 | 0 | 0 | 0 | 0
7124 | 7404 | 0 | 0.30027 | 0 | 99999 | 99999 | 99999 | 1 | 0 | 1 | -360 | 360 | 0 | 0 | 0 | 0 | 0 | 0 | 0 | 0
7124 | 7181 | 0 | 0.69711 | 0 | 99999 | 99999 | 99999 | 1 | 0 | 1 | -360 | 360 | 0 | 0 | 0 | 0 | 0 | 0 | 0 | 0
7127 | 7317 | 0 | 0.36091 | 0 | 99999 | 99999 | 99999 | 1 | 0 | 1 | -360 | 360 | 0 | 0 | 0 | 0 | 0 | 0 | 0 | 0
7127 | 7422 | 0 | 0.097045 | 0 | 99999 | 99999 | 99999 | 1 | 0 | 1 | -360 | 360 | 0 | 0 | 0 | 0 | 0 | 0 | 0 | 0
7127 | 7185 | 0 | 0.099839 | 0 | 99999 | 99999 | 99999 | 1 | 0 | 1 | -360 | 360 | 0 | 0 | 0 | 0 | 0 | 0 | 0 | 0
7127 | 7406 | 0 | 0.32354 | 0 | 99999 | 99999 | 99999 | 1 | 0 | 1 | -360 | 360 | 0 | 0 | 0 | 0 | 0 | 0 | 0 | 0
7127 | 7257 | 0 | 0.21275 | 0 | 99999 | 99999 | 99999 | 1 | 0 | 1 | -360 | 360 | 0 | 0 | 0 | 0 | 0 | 0 | 0 | 0
7127 | 7177 | 0 | 0.59764 | 0 | 99999 | 99999 | 99999 | 1 | 0 | 1 | -360 | 360 | 0 | 0 | 0 | 0 | 0 | 0 | 0 | 0
7127 | 7410 | 0 | 0.097607 | 0 | 99999 | 99999 | 99999 | 1 | 0 | 1 | -360 | 360 | 0 | 0 | 0 | 0 | 0 | 0 | 0 | 0
7127 | 7389 | 0 | 0.28871 | 0 | 99999 | 99999 | 99999 | 1 | 0 | 1 | -360 | 360 | 0 | 0 | 0 | 0 | 0 | 0 | 0 | 0
7127 | 7400 | 0 | 0.0337 | 0 | 99999 | 99999 | 99999 | 1 | 0 | 1 | -360 | 360 | 0 | 0 | 0 | 0 | 0 | 0 | 0 | 0
7127 | 7330 | 0 | 0.067468 | 0 | 99999 | 99999 | 99999 | 1 | 0 | 1 | -360 | 360 | 0 | 0 | 0 | 0 | 0 | 0 | 0 | 0
7127 | 7248 | 0 | 0.046643 | 0 | 99999 | 99999 | 99999 | 1 | 0 | 1 | -360 | 360 | 0 | 0 | 0 | 0 | 0 | 0 | 0 | 0
7127 | 7170 | 0 | 0.56145 | 0 | 99999 | 99999 | 99999 | 1 | 0 | 1 | -360 | 360 | 0 | 0 | 0 | 0 | 0 | 0 | 0 | 0
7127 | 7157 | 0 | 0.54668 | 0 | 99999 | 99999 | 99999 | 1 | 0 | 1 | -360 | 360 | 0 | 0 | 0 | 0 | 0 | 0 | 0 | 0
7127 | 7221 | 0 | 0.012251 | 0 | 99999 | 99999 | 99999 | 1 | 0 | 1 | -360 | 360 | 0 | 0 | 0 | 0 | 0 | 0 | 0 | 0
7127 | 7138 | 0 | 0.67653 | 0 | 99999 | 99999 | 99999 | 1 | 0 | 1 | -360 | 360 | 0 | 0 | 0 | 0 | 0 | 0 | 0 | 0
7127 | 7201 | 0 | 0.64468 | 0 | 99999 | 99999 | 99999 | 1 | 0 | 1 | -360 | 360 | 0 | 0 | 0 | 0 | 0 | 0 | 0 | 0
7127 | 7353 | 0 | 0.079602 | 0 | 99999 | 99999 | 99999 | 1 | 0 | 1 | -360 | 360 | 0 | 0 | 0 | 0 | 0 | 0 | 0 | 0
7127 | 7343 | 0 | 0.4061 | 0 | 99999 | 99999 | 99999 | 1 | 0 | 1 | -360 | 360 | 0 | 0 | 0 | 0 | 0 | 0 | 0 | 0
7127 | 7428 | 0 | 0.11354 | 0 | 99999 | 99999 | 99999 | 1 | 0 | 1 | -360 | 360 | 0 | 0 | 0 | 0 | 0 | 0 | 0 | 0
7127 | 7229 | 0 | 0.14814 | 0 | 99999 | 99999 | 99999 | 1 | 0 | 1 | -360 | 360 | 0 | 0 | 0 | 0 | 0 | 0 | 0 | 0
7127 | 7311 | 0 | 0.22024 | 0 | 99999 | 99999 | 99999 | 1 | 0 | 1 | -360 | 360 | 0 | 0 | 0 | 0 | 0 | 0 | 0 | 0
7138 | 7422 | 0 | 0.073486 | 0 | 99999 | 99999 | 99999 | 1 | 0 | 1 | -360 | 360 | 0 | 0 | 0 | 0 | 0 | 0 | 0 | 0
7138 | 7389 | 0 | 0.41228 | 0 | 99999 | 99999 | 99999 | 1 | 0 | 1 | -360 | 360 | 0 | 0 | 0 | 0 | 0 | 0 | 0 | 0
7138 | 7259 | 0 | 0.68514 | 0 | 99999 | 99999 | 99999 | 1 | 0 | 1 | -360 | 360 | 0 | 0 | 0 | 0 | 0 | 0 | 0 | 0
7138 | 7400 | 0 | 0.025913 | 0 | 99999 | 99999 | 99999 | 1 | 0 | 1 | -360 | 360 | 0 | 0 | 0 | 0 | 0 | 0 | 0 | 0
7138 | 7279 | 0 | 0.46326 | 0 | 99999 | 99999 | 99999 | 1 | 0 | 1 | -360 | 360 | 0 | 0 | 0 | 0 | 0 | 0 | 0 | 0
7138 | 7170 | 0 | 0.72336 | 0 | 99999 | 99999 | 99999 | 1 | 0 | 1 | -360 | 360 | 0 | 0 | 0 | 0 | 0 | 0 | 0 | 0
7138 | 7157 | 0 | 0.49748 | 0 | 99999 | 99999 | 99999 | 1 | 0 | 1 | -360 | 360 | 0 | 0 | 0 | 0 | 0 | 0 | 0 | 0
7138 | 7174 | 0 | 0.33351 | 0 | 99999 | 99999 | 99999 | 1 | 0 | 1 | -360 | 360 | 0 | 0 | 0 | 0 | 0 | 0 | 0 | 0
7138 | 7260 | 0 | 0.49882 | 0 | 99999 | 99999 | 99999 | 1 | 0 | 1 | -360 | 360 | 0 | 0 | 0 | 0 | 0 | 0 | 0 | 0
7138 | 7375 | 0 | 0.49973 | 0 | 99999 | 99999 | 99999 | 1 | 0 | 1 | -360 | 360 | 0 | 0 | 0 | 0 | 0 | 0 | 0 | 0
7138 | 7428 | 0 | 0.14958 | 0 | 99999 | 99999 | 99999 | 1 | 0 | 1 | -360 | 360 | 0 | 0 | 0 | 0 | 0 | 0 | 0 | 0
7138 | 7208 | 0 | 0.11009 | 0 | 99999 | 99999 | 99999 | 1 | 0 | 1 | -360 | 360 | 0 | 0 | 0 | 0 | 0 | 0 | 0 | 0
7138 | 7229 | 0 | 0.63324 | 0 | 99999 | 99999 | 99999 | 1 | 0 | 1 | -360 | 360 | 0 | 0 | 0 | 0 | 0 | 0 | 0 | 0
7145 | 7387 | 0 | 0.2905 | 0 | 99999 | 99999 | 99999 | 1 | 0 | 1 | -360 | 360 | 0 | 0 | 0 | 0 | 0 | 0 | 0 | 0
7145 | 7157 | 0 | 0.11497 | 0 | 99999 | 99999 | 99999 | 1 | 0 | 1 | -360 | 360 | 0 | 0 | 0 | 0 | 0 | 0 | 0 | 0
7145 | 7178 | 0 | 0.4159 | 0 | 99999 | 99999 | 99999 | 1 | 0 | 1 | -360 | 360 | 0 | 0 | 0 | 0 | 0 | 0 | 0 | 0
7145 | 7260 | 0 | 0.07576 | 0 | 99999 | 99999 | 99999 | 1 | 0 | 1 | -360 | 360 | 0 | 0 | 0 | 0 | 0 | 0 | 0 | 0
7157 | 7422 | 0 | 0.1983 | 0 | 99999 | 99999 | 99999 | 1 | 0 | 1 | -360 | 360 | 0 | 0 | 0 | 0 | 0 | 0 | 0 | 0
7157 | 7177 | 0 | 0.05042 | 0 | 99999 | 99999 | 99999 | 1 | 0 | 1 | -360 | 360 | 0 | 0 | 0 | 0 | 0 | 0 | 0 | 0
7157 | 7410 | 0 | 0.70246 | 0 | 99999 | 99999 | 99999 | 1 | 0 | 1 | -360 | 360 | 0 | 0 | 0 | 0 | 0 | 0 | 0 | 0
7157 | 7389 | 0 | 0.060682 | 0 | 99999 | 99999 | 99999 | 1 | 0 | 1 | -360 | 360 | 0 | 0 | 0 | 0 | 0 | 0 | 0 | 0
7157 | 7387 | 0 | 0.16082 | 0 | 99999 | 99999 | 99999 | 1 | 0 | 1 | -360 | 360 | 0 | 0 | 0 | 0 | 0 | 0 | 0 | 0
7157 | 7400 | 0 | 0.062821 | 0 | 99999 | 99999 | 99999 | 1 | 0 | 1 | -360 | 360 | 0 | 0 | 0 | 0 | 0 | 0 | 0 | 0
7157 | 7330 | 0 | 0.67991 | 0 | 99999 | 99999 | 99999 | 1 | 0 | 1 | -360 | 360 | 0 | 0 | 0 | 0 | 0 | 0 | 0 | 0
7157 | 7279 | 0 | 0.33008 | 0 | 99999 | 99999 | 99999 | 1 | 0 | 1 | -360 | 360 | 0 | 0 | 0 | 0 | 0 | 0 | 0 | 0
7157 | 7170 | 0 | 0.32939 | 0 | 99999 | 99999 | 99999 | 1 | 0 | 1 | -360 | 360 | 0 | 0 | 0 | 0 | 0 | 0 | 0 | 0
7157 | 7178 | 0 | 0.038022 | 0 | 99999 | 99999 | 99999 | 1 | 0 | 1 | -360 | 360 | 0 | 0 | 0 | 0 | 0 | 0 | 0 | 0
7157 | 7260 | 0 | 0.20388 | 0 | 99999 | 99999 | 99999 | 1 | 0 | 1 | -360 | 360 | 0 | 0 | 0 | 0 | 0 | 0 | 0 | 0
7157 | 7201 | 0 | 0.18843 | 0 | 99999 | 99999 | 99999 | 1 | 0 | 1 | -360 | 360 | 0 | 0 | 0 | 0 | 0 | 0 | 0 | 0
7157 | 7404 | 0 | 0.27287 | 0 | 99999 | 99999 | 99999 | 1 | 0 | 1 | -360 | 360 | 0 | 0 | 0 | 0 | 0 | 0 | 0 | 0
7157 | 7181 | 0 | 0.15065 | 0 | 99999 | 99999 | 99999 | 1 | 0 | 1 | -360 | 360 | 0 | 0 | 0 | 0 | 0 | 0 | 0 | 0
7157 | 7428 | 0 | 0.42766 | 0 | 99999 | 99999 | 99999 | 1 | 0 | 1 | -360 | 360 | 0 | 0 | 0 | 0 | 0 | 0 | 0 | 0
7157 | 7208 | 0 | 0.67274 | 0 | 99999 | 99999 | 99999 | 1 | 0 | 1 | -360 | 360 | 0 | 0 | 0 | 0 | 0 | 0 | 0 | 0
7157 | 7229 | 0 | 0.51238 | 0 | 99999 | 99999 | 99999 | 1 | 0 | 1 | -360 | 360 | 0 | 0 | 0 | 0 | 0 | 0 | 0 | 0
7170 | 7422 | 0 | 0.12632 | 0 | 99999 | 99999 | 99999 | 1 | 0 | 1 | -360 | 360 | 0 | 0 | 0 | 0 | 0 | 0 | 0 | 0
7170 | 7177 | 0 | 0.28324 | 0 | 99999 | 99999 | 99999 | 1 | 0 | 1 | -360 | 360 | 0 | 0 | 0 | 0 | 0 | 0 | 0 | 0
7170 | 7389 | 0 | 0.071828 | 0 | 99999 | 99999 | 99999 | 1 | 0 | 1 | -360 | 360 | 0 | 0 | 0 | 0 | 0 | 0 | 0 | 0
7170 | 7400 | 0 | 0.087807 | 0 | 99999 | 99999 | 99999 | 1 | 0 | 1 | -360 | 360 | 0 | 0 | 0 | 0 | 0 | 0 | 0 | 0
7170 | 7201 | 0 | 0.35525 | 0 | 99999 | 99999 | 99999 | 1 | 0 | 1 | -360 | 360 | 0 | 0 | 0 | 0 | 0 | 0 | 0 | 0
7170 | 7428 | 0 | 0.31528 | 0 | 99999 | 99999 | 99999 | 1 | 0 | 1 | -360 | 360 | 0 | 0 | 0 | 0 | 0 | 0 | 0 | 0
7170 | 7229 | 0 | 0.2624 | 0 | 99999 | 99999 | 99999 | 1 | 0 | 1 | -360 | 360 | 0 | 0 | 0 | 0 | 0 | 0 | 0 | 0
7174 | 7317 | 0 | 0.31905 | 0 | 99999 | 99999 | 99999 | 1 | 0 | 1 | -360 | 360 | 0 | 0 | 0 | 0 | 0 | 0 | 0 | 0
7174 | 7422 | 0 | 0.29022 | 0 | 99999 | 99999 | 99999 | 1 | 0 | 1 | -360 | 360 | 0 | 0 | 0 | 0 | 0 | 0 | 0 | 0
7174 | 7257 | 0 | 0.29819 | 0 | 99999 | 99999 | 99999 | 1 | 0 | 1 | -360 | 360 | 0 | 0 | 0 | 0 | 0 | 0 | 0 | 0
7174 | 7259 | 0 | 0.050093 | 0 | 99999 | 99999 | 99999 | 1 | 0 | 1 | -360 | 360 | 0 | 0 | 0 | 0 | 0 | 0 | 0 | 0
7174 | 7400 | 0 | 0.13849 | 0 | 99999 | 99999 | 99999 | 1 | 0 | 1 | -360 | 360 | 0 | 0 | 0 | 0 | 0 | 0 | 0 | 0
7174 | 7330 | 0 | 0.69584 | 0 | 99999 | 99999 | 99999 | 1 | 0 | 1 | -360 | 360 | 0 | 0 | 0 | 0 | 0 | 0 | 0 | 0
7174 | 7428 | 0 | 0.62337 | 0 | 99999 | 99999 | 99999 | 1 | 0 | 1 | -360 | 360 | 0 | 0 | 0 | 0 | 0 | 0 | 0 | 0
7174 | 7208 | 0 | 0.48799 | 0 | 99999 | 99999 | 99999 | 1 | 0 | 1 | -360 | 360 | 0 | 0 | 0 | 0 | 0 | 0 | 0 | 0
7177 | 7404 | 0 | 0.042358 | 0 | 99999 | 99999 | 99999 | 1 | 0 | 1 | -360 | 360 | 0 | 0 | 0 | 0 | 0 | 0 | 0 | 0
7177 | 7422 | 0 | 0.29451 | 0 | 99999 | 99999 | 99999 | 1 | 0 | 1 | -360 | 360 | 0 | 0 | 0 | 0 | 0 | 0 | 0 | 0
7177 | 7246 | 0 | 0.73275 | 0 | 99999 | 99999 | 99999 | 1 | 0 | 1 | -360 | 360 | 0 | 0 | 0 | 0 | 0 | 0 | 0 | 0
7177 | 7410 | 0 | 0.66972 | 0 | 99999 | 99999 | 99999 | 1 | 0 | 1 | -360 | 360 | 0 | 0 | 0 | 0 | 0 | 0 | 0 | 0
7177 | 7389 | 0 | 0.07899 | 0 | 99999 | 99999 | 99999 | 1 | 0 | 1 | -360 | 360 | 0 | 0 | 0 | 0 | 0 | 0 | 0 | 0
7177 | 7400 | 0 | 0.14326 | 0 | 99999 | 99999 | 99999 | 1 | 0 | 1 | -360 | 360 | 0 | 0 | 0 | 0 | 0 | 0 | 0 | 0
7177 | 7178 | 0 | 0.39661 | 0 | 99999 | 99999 | 99999 | 1 | 0 | 1 | -360 | 360 | 0 | 0 | 0 | 0 | 0 | 0 | 0 | 0
7177 | 7201 | 0 | 0.16458 | 0 | 99999 | 99999 | 99999 | 1 | 0 | 1 | -360 | 360 | 0 | 0 | 0 | 0 | 0 | 0 | 0 | 0
7177 | 7181 | 0 | 0.063722 | 0 | 99999 | 99999 | 99999 | 1 | 0 | 1 | -360 | 360 | 0 | 0 | 0 | 0 | 0 | 0 | 0 | 0
7177 | 7428 | 0 | 0.56844 | 0 | 99999 | 99999 | 99999 | 1 | 0 | 1 | -360 | 360 | 0 | 0 | 0 | 0 | 0 | 0 | 0 | 0
7177 | 7229 | 0 | 0.47943 | 0 | 99999 | 99999 | 99999 | 1 | 0 | 1 | -360 | 360 | 0 | 0 | 0 | 0 | 0 | 0 | 0 | 0
7178 | 7400 | 0 | 0.46934 | 0 | 99999 | 99999 | 99999 | 1 | 0 | 1 | -360 | 360 | 0 | 0 | 0 | 0 | 0 | 0 | 0 | 0
7178 | 7330 | 0 | 0.32072 | 0 | 99999 | 99999 | 99999 | 1 | 0 | 1 | -360 | 360 | 0 | 0 | 0 | 0 | 0 | 0 | 0 | 0
7178 | 7248 | 0 | 0.69109 | 0 | 99999 | 99999 | 99999 | 1 | 0 | 1 | -360 | 360 | 0 | 0 | 0 | 0 | 0 | 0 | 0 | 0
7178 | 7260 | 0 | 0.23855 | 0 | 99999 | 99999 | 99999 | 1 | 0 | 1 | -360 | 360 | 0 | 0 | 0 | 0 | 0 | 0 | 0 | 0
7178 | 7404 | 0 | 0.53223 | 0 | 99999 | 99999 | 99999 | 1 | 0 | 1 | -360 | 360 | 0 | 0 | 0 | 0 | 0 | 0 | 0 | 0
7178 | 7181 | 0 | 0.29032 | 0 | 99999 | 99999 | 99999 | 1 | 0 | 1 | -360 | 360 | 0 | 0 | 0 | 0 | 0 | 0 | 0 | 0
7181 | 7246 | 0 | 0.55274 | 0 | 99999 | 99999 | 99999 | 1 | 0 | 1 | -360 | 360 | 0 | 0 | 0 | 0 | 0 | 0 | 0 | 0
7181 | 7389 | 0 | 0.74275 | 0 | 99999 | 99999 | 99999 | 1 | 0 | 1 | -360 | 360 | 0 | 0 | 0 | 0 | 0 | 0 | 0 | 0
7181 | 7400 | 0 | 0.70602 | 0 | 99999 | 99999 | 99999 | 1 | 0 | 1 | -360 | 360 | 0 | 0 | 0 | 0 | 0 | 0 | 0 | 0
7181 | 7404 | 0 | 0.35112 | 0 | 99999 | 99999 | 99999 | 1 | 0 | 1 | -360 | 360 | 0 | 0 | 0 | 0 | 0 | 0 | 0 | 0
7185 | 7422 | 0 | 0.29553 | 0 | 99999 | 99999 | 99999 | 1 | 0 | 1 | -360 | 360 | 0 | 0 | 0 | 0 | 0 | 0 | 0 | 0
7185 | 7410 | 0 | 0.55726 | 0 | 99999 | 99999 | 99999 | 1 | 0 | 1 | -360 | 360 | 0 | 0 | 0 | 0 | 0 | 0 | 0 | 0
7185 | 7400 | 0 | 0.092341 | 0 | 99999 | 99999 | 99999 | 1 | 0 | 1 | -360 | 360 | 0 | 0 | 0 | 0 | 0 | 0 | 0 | 0
7185 | 7330 | 0 | 0.32852 | 0 | 99999 | 99999 | 99999 | 1 | 0 | 1 | -360 | 360 | 0 | 0 | 0 | 0 | 0 | 0 | 0 | 0
7185 | 7248 | 0 | 0.71833 | 0 | 99999 | 99999 | 99999 | 1 | 0 | 1 | -360 | 360 | 0 | 0 | 0 | 0 | 0 | 0 | 0 | 0
7185 | 7221 | 0 | 0.29993 | 0 | 99999 | 99999 | 99999 | 1 | 0 | 1 | -360 | 360 | 0 | 0 | 0 | 0 | 0 | 0 | 0 | 0
7185 | 7353 | 0 | 0.12111 | 0 | 99999 | 99999 | 99999 | 1 | 0 | 1 | -360 | 360 | 0 | 0 | 0 | 0 | 0 | 0 | 0 | 0
7185 | 7428 | 0 | 0.30246 | 0 | 99999 | 99999 | 99999 | 1 | 0 | 1 | -360 | 360 | 0 | 0 | 0 | 0 | 0 | 0 | 0 | 0
7185 | 7229 | 0 | 0.74576 | 0 | 99999 | 99999 | 99999 | 1 | 0 | 1 | -360 | 360 | 0 | 0 | 0 | 0 | 0 | 0 | 0 | 0
7185 | 7311 | 0 | 0.69949 | 0 | 99999 | 99999 | 99999 | 1 | 0 | 1 | -360 | 360 | 0 | 0 | 0 | 0 | 0 | 0 | 0 | 0
7201 | 7422 | 0 | 0.38152 | 0 | 99999 | 99999 | 99999 | 1 | 0 | 1 | -360 | 360 | 0 | 0 | 0 | 0 | 0 | 0 | 0 | 0
7201 | 7246 | 0 | 0.19902 | 0 | 99999 | 99999 | 99999 | 1 | 0 | 1 | -360 | 360 | 0 | 0 | 0 | 0 | 0 | 0 | 0 | 0
7201 | 7389 | 0 | 0.12213 | 0 | 99999 | 99999 | 99999 | 1 | 0 | 1 | -360 | 360 | 0 | 0 | 0 | 0 | 0 | 0 | 0 | 0
7201 | 7400 | 0 | 0.14066 | 0 | 99999 | 99999 | 99999 | 1 | 0 | 1 | -360 | 360 | 0 | 0 | 0 | 0 | 0 | 0 | 0 | 0
7201 | 7221 | 0 | 0.51054 | 0 | 99999 | 99999 | 99999 | 1 | 0 | 1 | -360 | 360 | 0 | 0 | 0 | 0 | 0 | 0 | 0 | 0
7201 | 7428 | 0 | 0.44099 | 0 | 99999 | 99999 | 99999 | 1 | 0 | 1 | -360 | 360 | 0 | 0 | 0 | 0 | 0 | 0 | 0 | 0
7201 | 7229 | 0 | 0.51395 | 0 | 99999 | 99999 | 99999 | 1 | 0 | 1 | -360 | 360 | 0 | 0 | 0 | 0 | 0 | 0 | 0 | 0
7208 | 7422 | 0 | 0.046099 | 0 | 99999 | 99999 | 99999 | 1 | 0 | 1 | -360 | 360 | 0 | 0 | 0 | 0 | 0 | 0 | 0 | 0
7208 | 7389 | 0 | 0.74766 | 0 | 99999 | 99999 | 99999 | 1 | 0 | 1 | -360 | 360 | 0 | 0 | 0 | 0 | 0 | 0 | 0 | 0
7208 | 7400 | 0 | 0.069283 | 0 | 99999 | 99999 | 99999 | 1 | 0 | 1 | -360 | 360 | 0 | 0 | 0 | 0 | 0 | 0 | 0 | 0
7208 | 7279 | 0 | 0.32421 | 0 | 99999 | 99999 | 99999 | 1 | 0 | 1 | -360 | 360 | 0 | 0 | 0 | 0 | 0 | 0 | 0 | 0
7208 | 7260 | 0 | 0.77171 | 0 | 99999 | 99999 | 99999 | 1 | 0 | 1 | -360 | 360 | 0 | 0 | 0 | 0 | 0 | 0 | 0 | 0
7208 | 7428 | 0 | 0.070854 | 0 | 99999 | 99999 | 99999 | 1 | 0 | 1 | -360 | 360 | 0 | 0 | 0 | 0 | 0 | 0 | 0 | 0
7221 | 7427 | 0 | 0.033504 | 0 | 99999 | 99999 | 99999 | 1 | 0 | 1 | -360 | 360 | 0 | 0 | 0 | 0 | 0 | 0 | 0 | 0
7221 | 7246 | 0 | 0.159 | 0 | 99999 | 99999 | 99999 | 1 | 0 | 1 | -360 | 360 | 0 | 0 | 0 | 0 | 0 | 0 | 0 | 0
7221 | 7257 | 0 | 0.41803 | 0 | 99999 | 99999 | 99999 | 1 | 0 | 1 | -360 | 360 | 0 | 0 | 0 | 0 | 0 | 0 | 0 | 0
7221 | 7410 | 0 | 0.08655 | 0 | 99999 | 99999 | 99999 | 1 | 0 | 1 | -360 | 360 | 0 | 0 | 0 | 0 | 0 | 0 | 0 | 0
7221 | 7400 | 0 | 0.41223 | 0 | 99999 | 99999 | 99999 | 1 | 0 | 1 | -360 | 360 | 0 | 0 | 0 | 0 | 0 | 0 | 0 | 0
7221 | 7330 | 0 | 0.055845 | 0 | 99999 | 99999 | 99999 | 1 | 0 | 1 | -360 | 360 | 0 | 0 | 0 | 0 | 0 | 0 | 0 | 0
7221 | 7248 | 0 | 0.066456 | 0 | 99999 | 99999 | 99999 | 1 | 0 | 1 | -360 | 360 | 0 | 0 | 0 | 0 | 0 | 0 | 0 | 0
7229 | 7422 | 0 | 0.10366 | 0 | 99999 | 99999 | 99999 | 1 | 0 | 1 | -360 | 360 | 0 | 0 | 0 | 0 | 0 | 0 | 0 | 0
7229 | 7410 | 0 | 0.12724 | 0 | 99999 | 99999 | 99999 | 1 | 0 | 1 | -360 | 360 | 0 | 0 | 0 | 0 | 0 | 0 | 0 | 0
7229 | 7389 | 0 | 0.16441 | 0 | 99999 | 99999 | 99999 | 1 | 0 | 1 | -360 | 360 | 0 | 0 | 0 | 0 | 0 | 0 | 0 | 0
7229 | 7400 | 0 | 0.087037 | 0 | 99999 | 99999 | 99999 | 1 | 0 | 1 | -360 | 360 | 0 | 0 | 0 | 0 | 0 | 0 | 0 | 0
7229 | 7343 | 0 | 0.41237 | 0 | 99999 | 99999 | 99999 | 1 | 0 | 1 | -360 | 360 | 0 | 0 | 0 | 0 | 0 | 0 | 0 | 0
7229 | 7428 | 0 | 0.18436 | 0 | 99999 | 99999 | 99999 | 1 | 0 | 1 | -360 | 360 | 0 | 0 | 0 | 0 | 0 | 0 | 0 | 0
7235 | 7246 | 0 | 0.23409 | 0 | 99999 | 99999 | 99999 | 1 | 0 | 1 | -360 | 360 | 0 | 0 | 0 | 0 | 0 | 0 | 0 | 0
7246 | 7330 | 0 | 0.66452 | 0 | 99999 | 99999 | 99999 | 1 | 0 | 1 | -360 | 360 | 0 | 0 | 0 | 0 | 0 | 0 | 0 | 0
7246 | 7404 | 0 | 0.26344 | 0 | 99999 | 99999 | 99999 | 1 | 0 | 1 | -360 | 360 | 0 | 0 | 0 | 0 | 0 | 0 | 0 | 0
7248 | 7257 | 0 | 0.49879 | 0 | 99999 | 99999 | 99999 | 1 | 0 | 1 | -360 | 360 | 0 | 0 | 0 | 0 | 0 | 0 | 0 | 0
7248 | 7410 | 0 | 0.17263 | 0 | 99999 | 99999 | 99999 | 1 | 0 | 1 | -360 | 360 | 0 | 0 | 0 | 0 | 0 | 0 | 0 | 0
7248 | 7400 | 0 | 0.59905 | 0 | 99999 | 99999 | 99999 | 1 | 0 | 1 | -360 | 360 | 0 | 0 | 0 | 0 | 0 | 0 | 0 | 0
7248 | 7330 | 0 | 0.034751 | 0 | 99999 | 99999 | 99999 | 1 | 0 | 1 | -360 | 360 | 0 | 0 | 0 | 0 | 0 | 0 | 0 | 0
7248 | 7427 | 0 | 0.052687 | 0 | 99999 | 99999 | 99999 | 1 | 0 | 1 | -360 | 360 | 0 | 0 | 0 | 0 | 0 | 0 | 0 | 0
7257 | 7317 | 0 | 0.16303 | 0 | 99999 | 99999 | 99999 | 1 | 0 | 1 | -360 | 360 | 0 | 0 | 0 | 0 | 0 | 0 | 0 | 0
7257 | 7259 | 0 | 0.27218 | 0 | 99999 | 99999 | 99999 | 1 | 0 | 1 | -360 | 360 | 0 | 0 | 0 | 0 | 0 | 0 | 0 | 0
7257 | 7400 | 0 | 0.61999 | 0 | 99999 | 99999 | 99999 | 1 | 0 | 1 | -360 | 360 | 0 | 0 | 0 | 0 | 0 | 0 | 0 | 0
7257 | 7330 | 0 | 0.38631 | 0 | 99999 | 99999 | 99999 | 1 | 0 | 1 | -360 | 360 | 0 | 0 | 0 | 0 | 0 | 0 | 0 | 0
7259 | 7317 | 0 | 0.27773 | 0 | 99999 | 99999 | 99999 | 1 | 0 | 1 | -360 | 360 | 0 | 0 | 0 | 0 | 0 | 0 | 0 | 0
7259 | 7422 | 0 | 0.47263 | 0 | 99999 | 99999 | 99999 | 1 | 0 | 1 | -360 | 360 | 0 | 0 | 0 | 0 | 0 | 0 | 0 | 0
7259 | 7400 | 0 | 0.1756 | 0 | 99999 | 99999 | 99999 | 1 | 0 | 1 | -360 | 360 | 0 | 0 | 0 | 0 | 0 | 0 | 0 | 0
7259 | 7330 | 0 | 0.43809 | 0 | 99999 | 99999 | 99999 | 1 | 0 | 1 | -360 | 360 | 0 | 0 | 0 | 0 | 0 | 0 | 0 | 0
7260 | 7422 | 0 | 0.38352 | 0 | 99999 | 99999 | 99999 | 1 | 0 | 1 | -360 | 360 | 0 | 0 | 0 | 0 | 0 | 0 | 0 | 0
7260 | 7387 | 0 | 0.12868 | 0 | 99999 | 99999 | 99999 | 1 | 0 | 1 | -360 | 360 | 0 | 0 | 0 | 0 | 0 | 0 | 0 | 0
7260 | 7400 | 0 | 0.0526 | 0 | 99999 | 99999 | 99999 | 1 | 0 | 1 | -360 | 360 | 0 | 0 | 0 | 0 | 0 | 0 | 0 | 0
7260 | 7279 | 0 | 0.6363 | 0 | 99999 | 99999 | 99999 | 1 | 0 | 1 | -360 | 360 | 0 | 0 | 0 | 0 | 0 | 0 | 0 | 0
7279 | 7422 | 0 | 0.16307 | 0 | 99999 | 99999 | 99999 | 1 | 0 | 1 | -360 | 360 | 0 | 0 | 0 | 0 | 0 | 0 | 0 | 0
7279 | 7389 | 0 | 0.75278 | 0 | 99999 | 99999 | 99999 | 1 | 0 | 1 | -360 | 360 | 0 | 0 | 0 | 0 | 0 | 0 | 0 | 0
7279 | 7387 | 0 | 0.50795 | 0 | 99999 | 99999 | 99999 | 1 | 0 | 1 | -360 | 360 | 0 | 0 | 0 | 0 | 0 | 0 | 0 | 0
7279 | 7400 | 0 | 0.13899 | 0 | 99999 | 99999 | 99999 | 1 | 0 | 1 | -360 | 360 | 0 | 0 | 0 | 0 | 0 | 0 | 0 | 0
7279 | 7428 | 0 | 0.44835 | 0 | 99999 | 99999 | 99999 | 1 | 0 | 1 | -360 | 360 | 0 | 0 | 0 | 0 | 0 | 0 | 0 | 0
7311 | 7422 | 0 | 0.70629 | 0 | 99999 | 99999 | 99999 | 1 | 0 | 1 | -360 | 360 | 0 | 0 | 0 | 0 | 0 | 0 | 0 | 0
7311 | 7406 | 0 | 0.061989 | 0 | 99999 | 99999 | 99999 | 1 | 0 | 1 | -360 | 360 | 0 | 0 | 0 | 0 | 0 | 0 | 0 | 0
7311 | 7410 | 0 | 0.64745 | 0 | 99999 | 99999 | 99999 | 1 | 0 | 1 | -360 | 360 | 0 | 0 | 0 | 0 | 0 | 0 | 0 | 0
7311 | 7400 | 0 | 0.26421 | 0 | 99999 | 99999 | 99999 | 1 | 0 | 1 | -360 | 360 | 0 | 0 | 0 | 0 | 0 | 0 | 0 | 0
7311 | 7353 | 0 | 0.50528 | 0 | 99999 | 99999 | 99999 | 1 | 0 | 1 | -360 | 360 | 0 | 0 | 0 | 0 | 0 | 0 | 0 | 0
7311 | 7428 | 0 | 0.40085 | 0 | 99999 | 99999 | 99999 | 1 | 0 | 1 | -360 | 360 | 0 | 0 | 0 | 0 | 0 | 0 | 0 | 0
7317 | 7422 | 0 | 0.045414 | 0 | 99999 | 99999 | 99999 | 1 | 0 | 1 | -360 | 360 | 0 | 0 | 0 | 0 | 0 | 0 | 0 | 0
7317 | 7400 | 0 | 0.38779 | 0 | 99999 | 99999 | 99999 | 1 | 0 | 1 | -360 | 360 | 0 | 0 | 0 | 0 | 0 | 0 | 0 | 0
7330 | 7422 | 0 | 0.71189 | 0 | 99999 | 99999 | 99999 | 1 | 0 | 1 | -360 | 360 | 0 | 0 | 0 | 0 | 0 | 0 | 0 | 0
7330 | 7400 | 0 | 0.14508 | 0 | 99999 | 99999 | 99999 | 1 | 0 | 1 | -360 | 360 | 0 | 0 | 0 | 0 | 0 | 0 | 0 | 0
7330 | 7427 | 0 | 0.72947 | 0 | 99999 | 99999 | 99999 | 1 | 0 | 1 | -360 | 360 | 0 | 0 | 0 | 0 | 0 | 0 | 0 | 0
7330 | 7353 | 0 | 0.56703 | 0 | 99999 | 99999 | 99999 | 1 | 0 | 1 | -360 | 360 | 0 | 0 | 0 | 0 | 0 | 0 | 0 | 0
7330 | 7404 | 0 | 0.35093 | 0 | 99999 | 99999 | 99999 | 1 | 0 | 1 | -360 | 360 | 0 | 0 | 0 | 0 | 0 | 0 | 0 | 0
7343 | 7410 | 0 | 0.33164 | 0 | 99999 | 99999 | 99999 | 1 | 0 | 1 | -360 | 360 | 0 | 0 | 0 | 0 | 0 | 0 | 0 | 0
7343 | 7400 | 0 | 0.50927 | 0 | 99999 | 99999 | 99999 | 1 | 0 | 1 | -360 | 360 | 0 | 0 | 0 | 0 | 0 | 0 | 0 | 0
7353 | 7422 | 0 | 0.4962 | 0 | 99999 | 99999 | 99999 | 1 | 0 | 1 | -360 | 360 | 0 | 0 | 0 | 0 | 0 | 0 | 0 | 0
7353 | 7410 | 0 | 0.71261 | 0 | 99999 | 99999 | 99999 | 1 | 0 | 1 | -360 | 360 | 0 | 0 | 0 | 0 | 0 | 0 | 0 | 0
7353 | 7400 | 0 | 0.058391 | 0 | 99999 | 99999 | 99999 | 1 | 0 | 1 | -360 | 360 | 0 | 0 | 0 | 0 | 0 | 0 | 0 | 0
7353 | 7428 | 0 | 0.51773 | 0 | 99999 | 99999 | 99999 | 1 | 0 | 1 | -360 | 360 | 0 | 0 | 0 | 0 | 0 | 0 | 0 | 0
7375 | 7422 | 0 | 0.68269 | 0 | 99999 | 99999 | 99999 | 1 | 0 | 1 | -360 | 360 | 0 | 0 | 0 | 0 | 0 | 0 | 0 | 0
7375 | 7400 | 0 | 0.041293 | 0 | 99999 | 99999 | 99999 | 1 | 0 | 1 | -360 | 360 | 0 | 0 | 0 | 0 | 0 | 0 | 0 | 0
7389 | 7422 | 0 | 0.079293 | 0 | 99999 | 99999 | 99999 | 1 | 0 | 1 | -360 | 360 | 0 | 0 | 0 | 0 | 0 | 0 | 0 | 0
7389 | 7410 | 0 | 0.39135 | 0 | 99999 | 99999 | 99999 | 1 | 0 | 1 | -360 | 360 | 0 | 0 | 0 | 0 | 0 | 0 | 0 | 0
7389 | 7400 | 0 | 0.052411 | 0 | 99999 | 99999 | 99999 | 1 | 0 | 1 | -360 | 360 | 0 | 0 | 0 | 0 | 0 | 0 | 0 | 0
7389 | 7404 | 0 | 0.56809 | 0 | 99999 | 99999 | 99999 | 1 | 0 | 1 | -360 | 360 | 0 | 0 | 0 | 0 | 0 | 0 | 0 | 0
7389 | 8095 | 0 | 0.2485 | 0 | 99999 | 99999 | 99999 | 1 | 0 | 1 | -360 | 360 | 0 | 0 | 0 | 0 | 0 | 0 | 0 | 0
7389 | 8140 | 0 | 0.16289 | 0 | 99999 | 99999 | 99999 | 1 | 0 | 1 | -360 | 360 | 0 | 0 | 0 | 0 | 0 | 0 | 0 | 0
7389 | 7428 | 0 | 0.18568 | 0 | 99999 | 99999 | 99999 | 1 | 0 | 1 | -360 | 360 | 0 | 0 | 0 | 0 | 0 | 0 | 0 | 0
7389 | 8033 | 0 | 0.033142 | 0 | 99999 | 99999 | 99999 | 1 | 0 | 1 | -360 | 360 | 0 | 0 | 0 | 0 | 0 | 0 | 0 | 0
7400 | 7422 | 0 | 0.027069 | 0 | 99999 | 99999 | 99999 | 1 | 0 | 1 | -360 | 360 | 0 | 0 | 0 | 0 | 0 | 0 | 0 | 0
7400 | 7406 | 0 | 0.29614 | 0 | 99999 | 99999 | 99999 | 1 | 0 | 1 | -360 | 360 | 0 | 0 | 0 | 0 | 0 | 0 | 0 | 0
7400 | 7410 | 0 | 0.15834 | 0 | 99999 | 99999 | 99999 | 1 | 0 | 1 | -360 | 360 | 0 | 0 | 0 | 0 | 0 | 0 | 0 | 0
7400 | 7404 | 0 | 0.43335 | 0 | 99999 | 99999 | 99999 | 1 | 0 | 1 | -360 | 360 | 0 | 0 | 0 | 0 | 0 | 0 | 0 | 0
7400 | 7428 | 0 | 0.050399 | 0 | 99999 | 99999 | 99999 | 1 | 0 | 1 | -360 | 360 | 0 | 0 | 0 | 0 | 0 | 0 | 0 | 0
7406 | 7422 | 0 | 0.50578 | 0 | 99999 | 99999 | 99999 | 1 | 0 | 1 | -360 | 360 | 0 | 0 | 0 | 0 | 0 | 0 | 0 | 0
7406 | 7428 | 0 | 0.19429 | 0 | 99999 | 99999 | 99999 | 1 | 0 | 1 | -360 | 360 | 0 | 0 | 0 | 0 | 0 | 0 | 0 | 0
7410 | 7422 | 0 | 0.45116 | 0 | 99999 | 99999 | 99999 | 1 | 0 | 1 | -360 | 360 | 0 | 0 | 0 | 0 | 0 | 0 | 0 | 0
7410 | 7427 | 0 | 0.025921 | 0 | 99999 | 99999 | 99999 | 1 | 0 | 1 | -360 | 360 | 0 | 0 | 0 | 0 | 0 | 0 | 0 | 0
7410 | 7428 | 0 | 0.30165 | 0 | 99999 | 99999 | 99999 | 1 | 0 | 1 | -360 | 360 | 0 | 0 | 0 | 0 | 0 | 0 | 0 | 0
7422 | 7428 | 0 | 0.036501 | 0 | 99999 | 99999 | 99999 | 1 | 0 | 1 | -360 | 360 | 0 | 0 | 0 | 0 | 0 | 0 | 0 | 0
8002 | 8129 | 0 | 0.5321 | 0 | 99999 | 99999 | 99999 | 1 | 0 | 1 | -360 | 360 | 0 | 0 | 0 | 0 | 0 | 0 | 0 | 0
8002 | 8060 | 0 | 0.68678 | 0 | 99999 | 99999 | 99999 | 1 | 0 | 1 | -360 | 360 | 0 | 0 | 0 | 0 | 0 | 0 | 0 | 0
8002 | 8116 | 0 | 0.30616 | 0 | 99999 | 99999 | 99999 | 1 | 0 | 1 | -360 | 360 | 0 | 0 | 0 | 0 | 0 | 0 | 0 | 0
8033 | 8140 | 0 | 0.6127 | 0 | 99999 | 99999 | 99999 | 1 | 0 | 1 | -360 | 360 | 0 | 0 | 0 | 0 | 0 | 0 | 0 | 0
8060 | 8070 | 0 | 0.27344 | 0 | 99999 | 99999 | 99999 | 1 | 0 | 1 | -360 | 360 | 0 | 0 | 0 | 0 | 0 | 0 | 0 | 0
8060 | 8116 | 0 | 0.082799 | 0 | 99999 | 99999 | 99999 | 1 | 0 | 1 | -360 | 360 | 0 | 0 | 0 | 0 | 0 | 0 | 0 | 0
8060 | 8087 | 0 | 0.50377 | 0 | 99999 | 99999 | 99999 | 1 | 0 | 1 | -360 | 360 | 0 | 0 | 0 | 0 | 0 | 0 | 0 | 0
8070 | 8116 | 0 | 0.7192 | 0 | 99999 | 99999 | 99999 | 1 | 0 | 1 | -360 | 360 | 0 | 0 | 0 | 0 | 0 | 0 | 0 | 0
8070 | 8087 | 0 | 0.44276 | 0 | 99999 | 99999 | 99999 | 1 | 0 | 1 | -360 | 360 | 0 | 0 | 0 | 0 | 0 | 0 | 0 | 0
8077 | 8129 | 0 | 0.27643 | 0 | 99999 | 99999 | 99999 | 1 | 0 | 1 | -360 | 360 | 0 | 0 | 0 | 0 | 0 | 0 | 0 | 0
8077 | 8116 | 0 | 0.29836 | 0 | 99999 | 99999 | 99999 | 1 | 0 | 1 | -360 | 360 | 0 | 0 | 0 | 0 | 0 | 0 | 0 | 0
8095 | 8140 | 0 | 0.09973 | 0 | 99999 | 99999 | 99999 | 1 | 0 | 1 | -360 | 360 | 0 | 0 | 0 | 0 | 0 | 0 | 0 | 0
8116 | 8129 | 0 | 0.49616 | 0 | 99999 | 99999 | 99999 | 1 | 0 | 1 | -360 | 360 | 0 | 0 | 0 | 0 | 0 | 0 | 0 | 0