## Summary
================================================================================
¦ System Summary ¦
================================================================================
How many? How much? P (MW) Q (MVAr)
--------------------- ------------------- ------------- -----------------
Buses 2000 Total Gen Capacity 96291.5 0.0 to 0.0
Generators 544 On-line Capacity 81201.9 0.0 to 0.0
Committed Gens 432 Generation (actual) 67109.2 0.0
Loads 1125 Load 67109.2 0.0
Fixed 1125 Fixed 67109.2 0.0
Dispatchable 0 Dispatchable -0.0 of -0.0 -0.0
Shunts 0 Shunt (inj) -0.0 0.0
Branches 3206 Losses (I^2 * Z) 0.00 0.00
Transformers 861 Branch Charging (inj) - 0.0
Inter-ties 131 Total Inter-tie Flow 20135.0 0.0
Areas 8
Minimum Maximum
------------------------- --------------------------------
Voltage Magnitude 1.000 p.u. @ bus 1001 1.000 p.u. @ bus 1001
Voltage Angle -35.37 deg @ bus 4103 41.69 deg @ bus 1039
**********Reduction Summary****************
250 buses in reduced model
1326 branches in reduced model, including 1226 equivalent lines
544 generators in reduced model
Redistribute loads
**********Generator Placement Results**************
External generator on bus 1006 is moved to 1063
External generator on bus 1009 is moved to 1082
External generator on bus 1011 is moved to 1082
External generator on bus 1021 is moved to 1064
External generator on bus 1023 is moved to 1004
External generator on bus 1026 is moved to 1064
External generator on bus 1035 is moved to 1033
External generator on bus 1039 is moved to 1082
External generator on bus 1042 is moved to 1063
External generator on bus 1043 is moved to 1063
External generator on bus 1049 is moved to 1048
External generator on bus 1050 is moved to 1048
External generator on bus 1051 is moved to 1048
External generator on bus 1052 is moved to 1048
External generator on bus 1053 is moved to 1081
External generator on bus 1057 is moved to 1064
External generator on bus 1059 is moved to 1082
External generator on bus 1060 is moved to 1082
External generator on bus 1062 is moved to 1063
External generator on bus 1066 is moved to 1063
External generator on bus 1070 is moved to 1082
External generator on bus 1072 is moved to 1001
External generator on bus 1073 is moved to 1001
External generator on bus 1074 is moved to 1001
External generator on bus 1075 is moved to 1001
External generator on bus 1076 is moved to 1001
External generator on bus 1077 is moved to 1001
External generator on bus 1078 is moved to 1001
External generator on bus 1079 is moved to 3048
External generator on bus 1080 is moved to 1001
External generator on bus 1084 is moved to 1064
External generator on bus 1088 is moved to 1033
External generator on bus 1090 is moved to 1048
External generator on bus 2005 is moved to 2004
External generator on bus 2006 is moved to 2004
External generator on bus 2013 is moved to 2127
External generator on bus 2023 is moved to 8129
External generator on bus 2024 is moved to 8129
External generator on bus 2042 is moved to 2127
External generator on bus 2056 is moved to 2057
External generator on bus 2059 is moved to 2127
External generator on bus 2062 is moved to 2057
External generator on bus 2071 is moved to 2057
External generator on bus 2076 is moved to 1004
External generator on bus 2078 is moved to 5175
External generator on bus 2083 is moved to 2057
External generator on bus 2084 is moved to 2057
External generator on bus 2085 is moved to 2057
External generator on bus 2089 is moved to 2057
External generator on bus 2094 is moved to 2127
External generator on bus 2095 is moved to 2127
External generator on bus 2099 is moved to 2127
External generator on bus 2100 is moved to 2127
External generator on bus 2104 is moved to 2103
External generator on bus 2105 is moved to 2103
External generator on bus 2116 is moved to 8129
External generator on bus 2117 is moved to 8129
External generator on bus 2118 is moved to 8129
External generator on bus 2119 is moved to 8129
External generator on bus 2120 is moved to 8129
External generator on bus 2123 is moved to 2127
External generator on bus 3004 is moved to 3127
External generator on bus 3017 is moved to 3127
External generator on bus 3020 is moved to 3030
External generator on bus 3039 is moved to 1004
External generator on bus 3043 is moved to 3048
External generator on bus 3044 is moved to 3048
External generator on bus 3056 is moved to 3055
External generator on bus 3057 is moved to 3055
External generator on bus 3061 is moved to 3048
External generator on bus 3062 is moved to 3048
External generator on bus 3063 is moved to 3048
External generator on bus 3065 is moved to 3127
External generator on bus 3068 is moved to 3127
External generator on bus 3071 is moved to 3127
External generator on bus 3074 is moved to 4002
External generator on bus 3081 is moved to 1004
External generator on bus 3086 is moved to 3127
External generator on bus 3087 is moved to 3127
External generator on bus 3092 is moved to 3048
External generator on bus 3095 is moved to 3006
External generator on bus 3098 is moved to 1004
External generator on bus 3105 is moved to 6349
External generator on bus 3106 is moved to 6349
External generator on bus 3110 is moved to 1004
External generator on bus 3112 is moved to 3127
External generator on bus 3113 is moved to 3127
External generator on bus 3117 is moved to 3034
External generator on bus 3118 is moved to 3034
External generator on bus 3120 is moved to 4002
External generator on bus 3122 is moved to 3127
External generator on bus 3129 is moved to 3127
External generator on bus 3131 is moved to 3127
External generator on bus 3133 is moved to 1004
External generator on bus 3137 is moved to 3006
External generator on bus 3141 is moved to 3127
External generator on bus 4045 is moved to 4047
External generator on bus 4046 is moved to 4047
External generator on bus 4050 is moved to 4194
External generator on bus 4052 is moved to 4020
External generator on bus 4058 is moved to 4181
External generator on bus 4059 is moved to 4181
External generator on bus 4060 is moved to 4181
External generator on bus 4062 is moved to 4181
External generator on bus 4063 is moved to 4181
External generator on bus 4065 is moved to 4020
External generator on bus 4076 is moved to 4040
External generator on bus 4077 is moved to 4040
External generator on bus 4082 is moved to 4085
External generator on bus 4083 is moved to 4085
External generator on bus 4084 is moved to 4085
External generator on bus 4090 is moved to 4194
External generator on bus 4091 is moved to 4194
External generator on bus 4092 is moved to 4194
External generator on bus 4093 is moved to 4194
External generator on bus 4094 is moved to 4194
External generator on bus 4095 is moved to 4194
External generator on bus 4096 is moved to 4194
External generator on bus 4097 is moved to 4194
External generator on bus 4098 is moved to 4194
External generator on bus 4105 is moved to 4020
External generator on bus 4115 is moved to 4190
External generator on bus 4116 is moved to 4190
External generator on bus 4133 is moved to 4026
External generator on bus 4134 is moved to 4026
External generator on bus 4135 is moved to 4026
External generator on bus 4136 is moved to 4026
External generator on bus 4137 is moved to 4026
External generator on bus 4138 is moved to 4026
External generator on bus 4142 is moved to 4153
External generator on bus 4160 is moved to 4181
External generator on bus 4161 is moved to 4181
External generator on bus 4162 is moved to 4181
External generator on bus 4163 is moved to 4181
External generator on bus 4166 is moved to 4010
External generator on bus 4177 is moved to 4101
External generator on bus 4183 is moved to 4193
External generator on bus 4192 is moved to 4193
External generator on bus 4195 is moved to 4147
External generator on bus 5020 is moved to 2057
External generator on bus 5023 is moved to 5022
External generator on bus 5035 is moved to 5385
External generator on bus 5036 is moved to 5385
External generator on bus 5038 is moved to 5385
External generator on bus 5039 is moved to 5385
External generator on bus 5040 is moved to 5385
External generator on bus 5041 is moved to 5385
External generator on bus 5042 is moved to 5385
External generator on bus 5051 is moved to 8129
External generator on bus 5058 is moved to 5057
External generator on bus 5065 is moved to 5067
External generator on bus 5066 is moved to 5067
External generator on bus 5068 is moved to 5067
External generator on bus 5069 is moved to 5067
External generator on bus 5089 is moved to 5439
External generator on bus 5106 is moved to 5422
External generator on bus 5107 is moved to 5422
External generator on bus 5166 is moved to 5175
External generator on bus 5167 is moved to 5175
External generator on bus 5170 is moved to 5005
External generator on bus 5198 is moved to 5057
External generator on bus 5207 is moved to 5206
External generator on bus 5208 is moved to 5206
External generator on bus 5238 is moved to 2057
External generator on bus 5243 is moved to 3048
External generator on bus 5263 is moved to 5262
External generator on bus 5282 is moved to 5281
External generator on bus 5283 is moved to 5281
External generator on bus 5297 is moved to 5444
External generator on bus 5298 is moved to 5444
External generator on bus 5299 is moved to 5444
External generator on bus 5300 is moved to 5444
External generator on bus 5301 is moved to 5444
External generator on bus 5303 is moved to 5444
External generator on bus 5320 is moved to 5262
External generator on bus 5321 is moved to 5262
External generator on bus 5324 is moved to 5323
External generator on bus 5325 is moved to 5323
External generator on bus 5326 is moved to 5323
External generator on bus 5342 is moved to 5307
External generator on bus 5343 is moved to 5307
External generator on bus 5363 is moved to 5364
External generator on bus 5365 is moved to 5364
External generator on bus 5366 is moved to 5364
External generator on bus 5367 is moved to 5364
External generator on bus 5368 is moved to 5364
External generator on bus 5369 is moved to 5364
External generator on bus 5383 is moved to 5382
External generator on bus 5399 is moved to 3048
External generator on bus 5403 is moved to 5262
External generator on bus 5404 is moved to 5262
External generator on bus 5405 is moved to 5262
External generator on bus 5406 is moved to 5262
External generator on bus 5416 is moved to 3048
External generator on bus 5417 is moved to 3048
External generator on bus 5418 is moved to 3048
External generator on bus 5419 is moved to 3048
External generator on bus 5423 is moved to 5422
External generator on bus 5424 is moved to 5422
External generator on bus 6006 is moved to 6349
External generator on bus 6007 is moved to 6349
External generator on bus 6008 is moved to 6349
External generator on bus 6009 is moved to 6349
External generator on bus 6010 is moved to 6349
External generator on bus 6041 is moved to 6349
External generator on bus 6042 is moved to 6349
External generator on bus 6048 is moved to 6199
External generator on bus 6049 is moved to 6199
External generator on bus 6050 is moved to 6199
External generator on bus 6051 is moved to 6199
External generator on bus 6052 is moved to 6199
External generator on bus 6053 is moved to 6199
External generator on bus 6054 is moved to 6199
External generator on bus 6070 is moved to 6069
External generator on bus 6071 is moved to 6069
External generator on bus 6072 is moved to 6069
External generator on bus 6073 is moved to 6069
External generator on bus 6074 is moved to 6069
External generator on bus 6079 is moved to 6078
External generator on bus 6080 is moved to 6078
External generator on bus 6082 is moved to 6349
External generator on bus 6083 is moved to 6349
External generator on bus 6085 is moved to 6355
External generator on bus 6086 is moved to 6355
External generator on bus 6087 is moved to 6355
External generator on bus 6088 is moved to 6355
External generator on bus 6089 is moved to 6355
External generator on bus 6090 is moved to 6355
External generator on bus 6104 is moved to 6078
External generator on bus 6105 is moved to 6078
External generator on bus 6106 is moved to 6078
External generator on bus 6110 is moved to 6111
External generator on bus 6144 is moved to 6147
External generator on bus 6145 is moved to 6147
External generator on bus 6146 is moved to 6147
External generator on bus 6148 is moved to 6147
External generator on bus 6149 is moved to 6147
External generator on bus 6165 is moved to 6164
External generator on bus 6166 is moved to 6164
External generator on bus 6167 is moved to 6164
External generator on bus 6213 is moved to 6349
External generator on bus 6215 is moved to 6349
External generator on bus 6216 is moved to 6349
External generator on bus 6242 is moved to 7406
External generator on bus 6243 is moved to 7406
External generator on bus 6244 is moved to 7406
External generator on bus 6245 is moved to 7406
External generator on bus 6246 is moved to 7406
External generator on bus 6247 is moved to 7406
External generator on bus 6248 is moved to 7406
External generator on bus 6249 is moved to 7406
External generator on bus 6257 is moved to 6349
External generator on bus 6258 is moved to 6349
External generator on bus 6259 is moved to 6349
External generator on bus 6260 is moved to 6349
External generator on bus 6266 is moved to 4030
External generator on bus 6267 is moved to 4030
External generator on bus 6268 is moved to 4030
External generator on bus 6269 is moved to 4030
External generator on bus 6270 is moved to 4030
External generator on bus 6271 is moved to 4030
External generator on bus 6272 is moved to 4030
External generator on bus 6273 is moved to 4030
External generator on bus 6274 is moved to 4030
External generator on bus 6296 is moved to 6295
External generator on bus 6297 is moved to 6295
External generator on bus 6301 is moved to 6302
External generator on bus 6303 is moved to 6302
External generator on bus 6304 is moved to 6302
External generator on bus 6305 is moved to 6302
External generator on bus 7005 is moved to 7400
External generator on bus 7006 is moved to 7400
External generator on bus 7007 is moved to 7400
External generator on bus 7008 is moved to 7400
External generator on bus 7009 is moved to 7400
External generator on bus 7015 is moved to 7124
External generator on bus 7021 is moved to 7406
External generator on bus 7022 is moved to 7406
External generator on bus 7023 is moved to 7406
External generator on bus 7024 is moved to 7406
External generator on bus 7025 is moved to 7406
External generator on bus 7031 is moved to 7406
External generator on bus 7032 is moved to 7406
External generator on bus 7033 is moved to 7406
External generator on bus 7034 is moved to 7406
External generator on bus 7046 is moved to 7406
External generator on bus 7061 is moved to 7406
External generator on bus 7062 is moved to 7406
External generator on bus 7063 is moved to 7406
External generator on bus 7064 is moved to 7406
External generator on bus 7065 is moved to 7406
External generator on bus 7066 is moved to 7406
External generator on bus 7079 is moved to 7422
External generator on bus 7080 is moved to 7422
External generator on bus 7081 is moved to 7422
External generator on bus 7082 is moved to 7422
External generator on bus 7099 is moved to 7406
External generator on bus 7107 is moved to 7400
External generator on bus 7108 is moved to 7400
External generator on bus 7109 is moved to 7400
External generator on bus 7110 is moved to 7400
External generator on bus 7111 is moved to 7400
External generator on bus 7112 is moved to 7400
External generator on bus 7113 is moved to 7400
External generator on bus 7114 is moved to 7400
External generator on bus 7115 is moved to 7400
External generator on bus 7121 is moved to 7427
External generator on bus 7122 is moved to 7427
External generator on bus 7133 is moved to 7138
External generator on bus 7134 is moved to 7138
External generator on bus 7135 is moved to 7138
External generator on bus 7136 is moved to 7138
External generator on bus 7137 is moved to 7138
External generator on bus 7139 is moved to 7138
External generator on bus 7140 is moved to 7138
External generator on bus 7141 is moved to 7138
External generator on bus 7142 is moved to 7138
External generator on bus 7146 is moved to 7145
External generator on bus 7162 is moved to 7389
External generator on bus 7163 is moved to 7389
External generator on bus 7164 is moved to 7389
External generator on bus 7165 is moved to 7389
External generator on bus 7166 is moved to 7389
External generator on bus 7167 is moved to 7389
External generator on bus 7168 is moved to 7389
External generator on bus 7169 is moved to 7389
External generator on bus 7189 is moved to 7400
External generator on bus 7190 is moved to 7400
External generator on bus 7191 is moved to 7400
External generator on bus 7192 is moved to 7400
External generator on bus 7193 is moved to 7400
External generator on bus 7194 is moved to 7400
External generator on bus 7195 is moved to 7400
External generator on bus 7196 is moved to 7400
External generator on bus 7197 is moved to 7400
External generator on bus 7207 is moved to 7208
External generator on bus 7209 is moved to 7208
External generator on bus 7210 is moved to 7208
External generator on bus 7211 is moved to 7208
External generator on bus 7212 is moved to 7208
External generator on bus 7266 is moved to 7138
External generator on bus 7267 is moved to 7138
External generator on bus 7268 is moved to 7138
External generator on bus 7269 is moved to 7138
External generator on bus 7270 is moved to 7138
External generator on bus 7280 is moved to 7400
External generator on bus 7281 is moved to 7400
External generator on bus 7284 is moved to 7400
External generator on bus 7285 is moved to 7400
External generator on bus 7286 is moved to 7400
External generator on bus 7287 is moved to 7400
External generator on bus 7288 is moved to 7400
External generator on bus 7289 is moved to 7400
External generator on bus 7307 is moved to 7311
External generator on bus 7308 is moved to 7311
External generator on bus 7309 is moved to 7311
External generator on bus 7310 is moved to 7311
External generator on bus 7323 is moved to 7422
External generator on bus 7324 is moved to 7422
External generator on bus 7325 is moved to 7422
External generator on bus 7326 is moved to 7422
External generator on bus 7329 is moved to 7069
External generator on bus 7334 is moved to 7400
External generator on bus 7335 is moved to 7400
External generator on bus 7349 is moved to 7353
External generator on bus 7350 is moved to 7353
External generator on bus 7351 is moved to 7353
External generator on bus 7352 is moved to 7353
External generator on bus 7354 is moved to 7353
External generator on bus 7355 is moved to 7353
External generator on bus 7356 is moved to 7353
External generator on bus 7357 is moved to 7353
External generator on bus 7358 is moved to 7353
External generator on bus 7359 is moved to 7353
External generator on bus 7360 is moved to 7353
External generator on bus 7361 is moved to 7353
External generator on bus 7369 is moved to 7400
External generator on bus 7370 is moved to 7400
External generator on bus 7371 is moved to 7400
External generator on bus 7372 is moved to 7400
External generator on bus 7373 is moved to 7400
External generator on bus 7374 is moved to 7400
External generator on bus 7376 is moved to 7400
External generator on bus 7377 is moved to 7400
External generator on bus 7378 is moved to 7400
External generator on bus 7379 is moved to 7400
External generator on bus 7414 is moved to 7406
External generator on bus 7419 is moved to 7174
External generator on bus 8024 is moved to 7389
External generator on bus 8034 is moved to 7389
External generator on bus 8035 is moved to 7389
External generator on bus 8036 is moved to 7389
External generator on bus 8046 is moved to 8070
External generator on bus 8047 is moved to 8070
External generator on bus 8048 is moved to 8070
External generator on bus 8049 is moved to 8070
External generator on bus 8050 is moved to 8070
External generator on bus 8051 is moved to 8070
External generator on bus 8061 is moved to 8060
External generator on bus 8071 is moved to 8070
External generator on bus 8078 is moved to 8077
External generator on bus 8079 is moved to 8077
External generator on bus 8080 is moved to 8077
External generator on bus 8088 is moved to 8155
External generator on bus 8099 is moved to 8116
External generator on bus 8115 is moved to 8116
External generator on bus 8117 is moved to 8116
External generator on bus 8130 is moved to 8129
External generator on bus 8131 is moved to 8129
External generator on bus 8147 is moved to 8060
External generator on bus 8152 is moved to 7389
External generator on bus 8158 is moved to 7389

## Bus
bus_i | type | Pd | Qd | Gs | Bs | area | Vm | Va | baseKV | zone | Vmax | Vmin | lam_P | lam_Q | mu_Vmax | mu_Vmin
1001 | 1 | 615.5837 | 5.89 | 0 | 2180.8401 | 1 | 0.97944 | -22.7348 | 115 | 9 | 1.1 | 0.9 | 25.75 | -3.48 | 0 | 0
1004 | 2 | 406.2733 | 0 | 0 | 90.8647 | 1 | 1.0131 | -18.934 | 230 | 9 | 1.1 | 0.9 | -7.08 | 6.03 | 0 | 0
1033 | 2 | 72.6787 | 0 | 0 | 131.3057 | 1 | 1.0168 | -16.8985 | 230 | 9 | 1.1 | 0.9 | 51.53 | -22.14 | 0 | 0
1048 | 2 | 343.8454 | 0 | 0 | 136.5578 | 1 | 1.0053 | -13.35 | 18 | 9 | 1.1 | 0.9 | 47.24 | -1.28 | 0 | 0
1063 | 2 | 108.804 | 0 | 0 | 130.5875 | 1 | 1.0066 | -17.2194 | 13.8 | 9 | 1.1 | 0.9 | -60.92 | -23.13 | 0 | 0
1064 | 1 | 464.6222 | 35.07 | 0 | 706.5192 | 1 | 0.97203 | -24.1533 | 115 | 9 | 1.1 | 0.9 | 23.25 | -3.54 | 0 | 0
1081 | 2 | -179.3835 | 0 | 0 | 649.4879 | 1 | 1.02 | -18.6913 | 230 | 9 | 1.1 | 0.9 | 46.26 | 0 | 0 | 0
1082 | 2 | 179.2473 | 0 | 0 | 92.2602 | 1 | 1.0194 | -5.9104 | 115 | 9 | 1.1 | 0.9 | -589.26 | 7.34 | 0 | 0
2001 | 1 | 0.17702 | 13.7 | 0 | 59.1223 | 2 | 1.0018 | -59.9821 | 161 | 11 | 1.1 | 0.9 | 141.96 | 14.24 | 0 | 0
2004 | 2 | -62.9228 | 0 | 0 | 97.6942 | 2 | 1.0111 | -61.5666 | 13.8 | 11 | 1.1 | 0.9 | 148.2 | 16.97 | 0 | 0
2008 | 1 | -3.5864 | 2.28 | 0 | 29.8564 | 2 | 1.0161 | -32.833 | 161 | 10 | 1.1 | 0.9 | 6.86 | -1.09 | 0 | 0
2019 | 2 | -92.0124 | 0 | 0 | -12.7201 | 2 | 1.0284 | -32.2468 | 20 | 10 | 1.1 | 0.9 | 21.48 | 0.19 | 0 | 0
2057 | 2 | 564.0095 | 0 | 0 | 216.0547 | 2 | 0.99 | -38.7253 | 18 | 11 | 1.1 | 0.9 | 19.33 | 0 | 0 | 0
2103 | 2 | -38.0752 | 0 | 0 | 102.5975 | 2 | 1.0105 | -62.6733 | 20 | 11 | 1.1 | 0.9 | 150.87 | 18.31 | 0 | 0
2115 | 2 | -131.3307 | 0 | 0 | 48.6303 | 2 | 1.0049 | -52.2396 | 13.8 | 11 | 1.1 | 0.9 | 132.25 | 10.08 | 0 | 0
2127 | 2 | 131.3358 | 0 | 0 | 306.615 | 2 | 1.04 | -33.9676 | 500 | 10 | 1.1 | 0.9 | 25.38 | 0 | 0 | 0
3002 | 1 | 158.9386 | 31.98 | 0 | 69.9838 | 3 | 0.99254 | -58.5374 | 115 | 28 | 1.1 | 0.9 | 45.23 | 5.45 | 0 | 0
3006 | 1 | 93.7305 | 2.08 | 0 | 75.8882 | 3 | 0.99984 | -26.8779 | 115 | 27 | 1.1 | 0.9 | -794.62 | 136.2 | 0 | 0
3028 | 2 | -44.3959 | 0 | 0 | 58.6109 | 3 | 1.0369 | -34.2504 | 18 | 27 | 1.1 | 0.9 | -726.05 | 2398.81 | 0 | 0
3030 | 1 | 244.9476 | 36.75 | 0 | 184.4687 | 3 | 1.0082 | -40.1886 | 115 | 27 | 1.1 | 0.9 | 326.72 | -108.02 | 0 | 0
3034 | 2 | 104.0265 | 0 | 0 | 16.6303 | 3 | 1.03 | -5.7748 | 22 | 27 | 1.1 | 0.9 | -806.79 | 0 | 0 | 0
3045 | 2 | -89.0519 | 0 | 0 | 46.7999 | 3 | 1.0162 | -29.2954 | 13.8 | 27 | 1.1 | 0.9 | 44.29 | -9.74 | 0 | 0
3048 | 2 | 133.2969 | 0 | 0 | 1728.9298 | 3 | 1.018 | -41.6671 | 500 | 27 | 1.1 | 0.9 | 39.18 | -12.01 | 0 | 0
3051 | 1 | 107.1419 | 41.17 | 0 | 120.416 | 3 | 0.99532 | -36.0158 | 115 | 28 | 1.1 | 0.9 | -129.88 | -5.1 | 0 | 0
3055 | 2 | 147.2062 | 0 | 0 | 88.0793 | 3 | 1.04 | -24.3179 | 13.8 | 27 | 1.1 | 0.9 | 143.92 | 0 | 0 | 0
3060 | 2 | -71.0841 | 0 | 0 | 30.9609 | 3 | 1.04 | -16.4291 | 18 | 27 | 1.1 | 0.9 | 49.48 | 0 | 0 | 0
3084 | 2 | -49.595 | 0 | 0 | 24.9055 | 3 | 1 | -18.2029 | 13.8 | 27 | 1.1 | 0.9 | 301.29 | 0 | 0 | 0
3127 | 2 | 651.657 | 0 | 0 | 145.4842 | 3 | 1.0148 | -16.4834 | 115 | 27 | 1.1 | 0.9 | -1516.54 | 2114.75 | 0 | 0
4002 | 1 | 97.4967 | 0.29 | 0 | 26.2195 | 4 | 1.0151 | -53.2544 | 115 | 20 | 1.1 | 0.9 | 7.08 | 1.87 | 0 | 0
4003 | 1 | 127.29 | 36.07 | 0 | 2.516 | 4 | 0.99532 | -72.5889 | 115 | 19 | 1.1 | 0.9 | 1762.88 | 217.81 | 0 | 0
4005 | 1 | 157.4134 | 46.51 | 0 | 97.9764 | 4 | 1.0153 | -60.4718 | 115 | 20 | 1.1 | 0.9 | 14.71 | 8.79 | 0 | 0
4007 | 1 | 242.9405 | 52.04 | 0 | 18.6324 | 4 | 0.99943 | -73.182 | 115 | 19 | 1.1 | 0.9 | 2018.72 | 13.73 | 0 | 0
4010 | 2 | 62.9143 | 0 | 0 | 25.0908 | 4 | 1.03 | -43.8965 | 20 | 21 | 1.1 | 0.9 | -2006.07 | 0 | 0 | 0
4015 | 1 | 138.3622 | 45.28 | 0 | 133.2539 | 4 | 1.02 | -54.6984 | 115 | 20 | 1.1 | 0.9 | -7.27 | 0 | 0 | 0
4017 | 1 | 65.2655 | 25.38 | 0 | 116.4001 | 4 | 1.0082 | -48.63 | 115 | 21 | 1.1 | 0.9 | 619.06 | 69.72 | 0 | 0
4019 | 1 | 145.9898 | 38.48 | 0 | 49.7493 | 4 | 0.98541 | -67.65 | 115 | 19 | 1.1 | 0.9 | 1374.85 | -10.99 | 0 | 0
4020 | 1 | 586.4084 | 33.38 | 0 | 117.5266 | 4 | 0.98245 | -50.4994 | 115 | 21 | 1.1 | 0.9 | 1284.64 | 89.18 | 0 | 0
4026 | 2 | 115.5654 | 0 | 0 | 63.7359 | 4 | 1.03 | -34.9435 | 13.8 | 20 | 1.1 | 0.9 | 21.29 | 0 | 0 | 0
4030 | 2 | 93.9 | 0 | 0 | 84.5533 | 4 | 1.01 | -30.5323 | 13.8 | 21 | 1.1 | 0.9 | 18.97 | 0 | 0 | 0
4033 | 1 | 126.25 | 35.77 | 0 | 1.41 | 4 | 1.002 | -59.0368 | 115 | 20 | 1.1 | 0.9 | 993.05 | 145.14 | 0 | 0
4040 | 1 | 220.4621 | 63.94 | 0 | 423.6978 | 4 | 1.02 | -64.9626 | 115 | 19 | 1.1 | 0.9 | 726.55 | 0 | 0 | 0
4042 | 1 | 118.8879 | 60.97 | 0 | 25.0664 | 4 | 1.0098 | -71.1398 | 115 | 19 | 1.1 | 0.9 | 189.84 | 449.77 | 0 | 0
4047 | 2 | 103.4174 | 0 | 0 | 14.6116 | 4 | 1.02 | -55.527 | 13.8 | 19 | 1.1 | 0.9 | 0.01 | 0 | 0 | 0
4061 | 2 | -73.5216 | 0 | 0 | 8.6179 | 4 | 1.03 | -34.5189 | 13.8 | 21 | 1.1 | 0.9 | 17.74 | 0 | 0 | 0
4066 | 1 | 212.4224 | 54.27 | 0 | 154.6689 | 4 | 1.0119 | -73.7485 | 115 | 19 | 1.1 | 0.9 | 1978.61 | 308.83 | 0 | 0
4067 | 1 | 267.6868 | 45.18 | 0 | 32.3735 | 4 | 0.98768 | -64.7614 | 115 | 19 | 1.1 | 0.9 | 1281 | -28.91 | 0 | 0
4071 | 1 | 69.0544 | 79.75 | 0 | 36.1763 | 4 | 0.99513 | -56.0554 | 115 | 19 | 1.1 | 0.9 | 183.42 | 63.6 | 0 | 0
4075 | 2 | -31.7417 | 0 | 0 | 7.2971 | 4 | 1.0116 | -61.536 | 24 | 19 | 1.1 | 0.9 | 48.5 | 139.19 | 0 | 0
4079 | 1 | 222.1006 | 48.51 | 0 | 1.539 | 4 | 1.0073 | -68.0262 | 115 | 19 | 1.1 | 0.9 | 619.17 | 3.64 | 0 | 0
4085 | 2 | 446.2058 | 0 | 0 | 26.1726 | 4 | 1.04 | -42.3592 | 13.8 | 21 | 1.1 | 0.9 | 18.76 | 0 | 0 | 0
4088 | 1 | 257.4096 | 60.21 | 0 | 279.4425 | 4 | 1.02 | -72.8755 | 115 | 19 | 1.1 | 0.9 | 1940.05 | 0 | 0 | 0
4101 | 1 | 169.8468 | 36.31 | 0 | 55.3473 | 4 | 0.99938 | -58.8848 | 115 | 20 | 1.1 | 0.9 | 988.94 | 140.12 | 0 | 0
4103 | 1 | 216.5437 | 53.8 | 0 | 147.794 | 4 | 1.0049 | -74.238 | 115 | 19 | 1.1 | 0.9 | 2048.22 | 194.16 | 0 | 0
4107 | 1 | 130.7259 | 33.54 | 0 | 2.4216 | 4 | 1.0073 | -72.6608 | 115 | 19 | 1.1 | 0.9 | 2005.96 | 336.43 | 0 | 0
4122 | 1 | 244.395 | 41.4 | 0 | 155.5038 | 4 | 1.0069 | -71.8923 | 115 | 19 | 1.1 | 0.9 | 2157.79 | -3.75 | 0 | 0
4126 | 1 | 142.4045 | 36.09 | 0 | 2.1696 | 4 | 1.0042 | -56.484 | 115 | 19 | 1.1 | 0.9 | -36.13 | 46.43 | 0 | 0
4128 | 1 | 121.1338 | 35 | 0 | 94.0138 | 4 | 0.99576 | -69.6755 | 115 | 19 | 1.1 | 0.9 | 1292.25 | 280.72 | 0 | 0
4147 | 1 | 80.9311 | 54.87 | 0 | 180.0694 | 4 | 1.02 | -57.7444 | 115 | 20 | 1.1 | 0.9 | 961.98 | 0 | 0 | 0
4153 | 2 | -11.497 | 0 | 0 | 60.1403 | 4 | 1.0329 | -48.1316 | 18 | 21 | 1.1 | 0.9 | 78.07 | 45.43 | 0 | 0
4171 | 1 | 213.2117 | 47.5 | 0 | 140.1446 | 4 | 1.0093 | -62.4927 | 115 | 19 | 1.1 | 0.9 | 1593.05 | -350.77 | 0 | 0
4181 | 2 | 562.4915 | 0 | 0 | 108.6327 | 4 | 1.0224 | -39.3711 | 230 | 21 | 1.1 | 0.9 | 34.64 | 12.7 | 0 | 0
4190 | 1 | 256.0293 | 37.53 | 0 | 23.5723 | 4 | 1.0056 | -58.6822 | 115 | 20 | 1.1 | 0.9 | 1.05 | 6.43 | 0 | 0
4193 | 1 | 620.4235 | 50.5 | 0 | 28.1805 | 4 | 1.0127 | -53.4738 | 115 | 19 | 1.1 | 0.9 | -5.26 | 15.51 | 0 | 0
4194 | 2 | 97.2328 | 0 | 0 | 80.5285 | 4 | 0.99947 | -61.6021 | 115 | 19 | 1.1 | 0.9 | 1247.21 | -52.92 | 0 | 0
5003 | 1 | 246.4993 | 32.2 | 0 | 39.9593 | 5 | 0.9882 | -70.8775 | 161 | 16 | 1.1 | 0.9 | 549.6 | 24.83 | 0 | 0
5004 | 1 | 155.7613 | 3.31 | 0 | 66.6769 | 5 | 0.98669 | -63.6248 | 161 | 14 | 1.1 | 0.9 | 101.67 | 13.33 | 0 | 0
5005 | 1 | 93.8348 | 2.53 | 0 | 69.5581 | 5 | 1.0093 | -55.2029 | 161 | 18 | 1.1 | 0.9 | 40.44 | 1.75 | 0 | 0
5007 | 1 | 181.4168 | 20.42 | 0 | 86.3284 | 5 | 0.99355 | -66.1084 | 161 | 17 | 1.1 | 0.9 | 361.22 | 5.03 | 0 | 0
5008 | 1 | 33.5224 | 2.15 | 0 | 105.9601 | 5 | 1.0061 | -43.5845 | 161 | 15 | 1.1 | 0.9 | -1.92 | 14.44 | 0 | 0
5010 | 1 | 287.454 | 37.93 | 0 | 108.9975 | 5 | 0.99544 | -69.6305 | 161 | 16 | 1.1 | 0.9 | 306.26 | 41.42 | 0 | 0
5011 | 1 | 45.6428 | 2.17 | 0 | 21.584 | 5 | 1.0036 | -55.4696 | 161 | 13 | 1.1 | 0.9 | 57.86 | 10.67 | 0 | 0
5016 | 1 | 278.6943 | 51.33 | 0 | 315.9287 | 5 | 1.0013 | -66.1914 | 161 | 17 | 1.1 | 0.9 | 161.81 | 19.89 | 0 | 0
5022 | 1 | -32.4052 | 39.73 | 0 | 282.0329 | 5 | 0.99761 | -63.1858 | 161 | 17 | 1.1 | 0.9 | 123.63 | 8.5 | 0 | 0
5030 | 1 | 206.0306 | 22.55 | 0 | 102.9256 | 5 | 0.98986 | -66.2936 | 161 | 12 | 1.1 | 0.9 | 135.78 | -1.77 | 0 | 0
5037 | 2 | -75.2795 | 0 | 0 | 51.0427 | 5 | 1.02 | -63.3633 | 13.2 | 16 | 1.1 | 0.9 | 16.22 | 0 | 0 | 0
5048 | 1 | 140.1054 | 52.29 | 0 | 44.1045 | 5 | 0.99611 | -64.2594 | 161 | 17 | 1.1 | 0.9 | 119.43 | 13.39 | 0 | 0
5053 | 1 | 322.6975 | 43.29 | 0 | 10.4869 | 5 | 0.98851 | -69.5902 | 161 | 16 | 1.1 | 0.9 | 234.51 | 37.77 | 0 | 0
5057 | 2 | 133.6171 | 0 | 0 | 143.6712 | 5 | 1.0028 | -50.2124 | 13.8 | 12 | 1.1 | 0.9 | 17.98 | -1.58 | 0 | 0
5067 | 2 | 698.1602 | 0 | 0 | 75.4499 | 5 | 1.03 | -59.6097 | 13.8 | 17 | 1.1 | 0.9 | 110.15 | 0 | 0 | 0
5084 | 1 | 157.8828 | 63.52 | 0 | 86.5139 | 5 | 0.99438 | -67.9774 | 161 | 16 | 1.1 | 0.9 | 203.38 | 34.97 | 0 | 0
5098 | 1 | 396.0455 | 44.26 | 0 | 304.5965 | 5 | 1.0115 | -68.8534 | 161 | 17 | 1.1 | 0.9 | 784.12 | -118.45 | 0 | 0
5103 | 1 | 490.6149 | 66.44 | 0 | 263.4438 | 5 | 0.99481 | -69.0101 | 161 | 16 | 1.1 | 0.9 | 226.42 | 36.79 | 0 | 0
5117 | 1 | 308.4338 | 36.35 | 0 | 54.9417 | 5 | 0.98455 | -69.2112 | 161 | 17 | 1.1 | 0.9 | 214.2 | 13.05 | 0 | 0
5126 | 1 | 438.9359 | 49.08 | 0 | 101.3954 | 5 | 0.98785 | -71.3578 | 161 | 16 | 1.1 | 0.9 | 422.81 | 36.18 | 0 | 0
5145 | 1 | 117.86 | 33.39 | 0 | 1.3465 | 5 | 0.9961 | -68.8356 | 161 | 17 | 1.1 | 0.9 | 237.95 | 34.34 | 0 | 0
5157 | 1 | 474.7609 | 41.55 | 0 | 59.9407 | 5 | 0.98536 | -69.5139 | 161 | 17 | 1.1 | 0.9 | 363.96 | 37.87 | 0 | 0
5158 | 1 | 419.9844 | 47.66 | 0 | 296.4621 | 5 | 1.0115 | -69.7357 | 161 | 16 | 1.1 | 0.9 | 980.15 | 1.33 | 0 | 0
5161 | 1 | 447.4617 | 56.57 | 0 | 417.9457 | 5 | 1.0114 | -71.1923 | 161 | 16 | 1.1 | 0.9 | 662.23 | 11.52 | 0 | 0
5168 | 1 | 303.6708 | 35.61 | 0 | 100.2431 | 5 | 0.98986 | -71.7602 | 161 | 16 | 1.1 | 0.9 | 368.7 | 26.9 | 0 | 0
5175 | 1 | 440.8418 | 33.62 | 0 | 227.1351 | 5 | 0.99522 | -66.6526 | 161 | 17 | 1.1 | 0.9 | 313.99 | 14.47 | 0 | 0
5181 | 1 | 320.9311 | 50.5 | 0 | 24.2264 | 5 | 0.99017 | -70.6393 | 161 | 16 | 1.1 | 0.9 | 468.05 | 40.3 | 0 | 0
5193 | 1 | 147.9679 | 38.19 | 0 | 80.5848 | 5 | 1.0125 | -52.7834 | 161 | 13 | 1.1 | 0.9 | 32.25 | 0.38 | 0 | 0
5203 | 1 | 381.5175 | 41.65 | 0 | 110.3736 | 5 | 0.98827 | -71.0598 | 161 | 16 | 1.1 | 0.9 | 300.79 | 36.78 | 0 | 0
5206 | 2 | 188.3558 | 0 | 0 | 72.047 | 5 | 1.01 | -52.8854 | 13.8 | 12 | 1.1 | 0.9 | 17.61 | 0 | 0 | 0
5224 | 1 | 560.0998 | 43.88 | 0 | 199.3994 | 5 | 0.99481 | -71.1011 | 161 | 16 | 1.1 | 0.9 | 267.48 | 31.82 | 0 | 0
5234 | 1 | 206.9649 | 40.42 | 0 | 70.0201 | 5 | 0.99084 | -68.2661 | 161 | 16 | 1.1 | 0.9 | 204.02 | 31.99 | 0 | 0
5245 | 1 | 271.6529 | 39.37 | 0 | 147.3095 | 5 | 0.99862 | -70.8261 | 161 | 17 | 1.1 | 0.9 | 274.38 | 15.51 | 0 | 0
5249 | 1 | 183.6941 | 32.49 | 0 | 2.7549 | 5 | 0.99175 | -64.8419 | 161 | 17 | 1.1 | 0.9 | 144.27 | -2.57 | 0 | 0
5250 | 1 | 495.8415 | 46.77 | 0 | 82.5257 | 5 | 0.99881 | -68.3956 | 161 | 16 | 1.1 | 0.9 | 1055.19 | 8.85 | 0 | 0
5251 | 1 | 271.4333 | 34.88 | 0 | 92.9803 | 5 | 0.99406 | -69.7104 | 161 | 17 | 1.1 | 0.9 | 262.46 | 32.44 | 0 | 0
5253 | 1 | 257.564 | 35.89 | 0 | 10.7598 | 5 | 0.98874 | -69.1268 | 161 | 17 | 1.1 | 0.9 | 295.83 | 22.87 | 0 | 0
5262 | 2 | 1106.759 | 0 | 0 | 172.0205 | 5 | 1.01 | -49.5362 | 13.8 | 18 | 1.1 | 0.9 | 8.62 | 0 | 0 | 0
5266 | 1 | 188.6214 | 38.57 | 0 | 147.3329 | 5 | 1.0026 | -69.059 | 161 | 17 | 1.1 | 0.9 | 241.42 | 29.88 | 0 | 0
5273 | 1 | 163.1349 | 32.87 | 0 | 72.9961 | 5 | 1.0138 | -70.8627 | 161 | 17 | 1.1 | 0.9 | 250.31 | 6.77 | 0 | 0
5281 | 2 | 277.465 | 0 | 0 | 71.3687 | 5 | 1.0116 | -47.5906 | 13.8 | 13 | 1.1 | 0.9 | 35.05 | 0.97 | 0 | 0
5287 | 1 | 278.3112 | 52.92 | 0 | 13.6662 | 5 | 0.98974 | -69.8609 | 161 | 17 | 1.1 | 0.9 | 270.95 | 22.98 | 0 | 0
5291 | 1 | 418.4457 | 40.85 | 0 | 187.8631 | 5 | 0.99091 | -68.0868 | 161 | 17 | 1.1 | 0.9 | 220.7 | -53.98 | 0 | 0
5302 | 2 | -90.5685 | 0 | 0 | 48.6374 | 5 | 1.04 | -58.7455 | 13.8 | 16 | 1.1 | 0.9 | 132.94 | 0 | 0 | 0
5305 | 1 | 66.6953 | 53.67 | 0 | 88.3597 | 5 | 0.99889 | -67.4699 | 161 | 16 | 1.1 | 0.9 | 226.7 | 39.18 | 0 | 0
5307 | 1 | 344.3508 | 40.67 | 0 | 9.8955 | 5 | 1.0048 | -70.0692 | 161 | 16 | 1.1 | 0.9 | 243.85 | 18.37 | 0 | 0
5319 | 2 | -105.1714 | 0 | 0 | 61.589 | 5 | 1.01 | -54.207 | 13.2 | 18 | 1.1 | 0.9 | 2.96 | 0 | 0 | 0
5323 | 1 | 1005.7921 | 62.17 | 0 | 193.223 | 5 | 0.9993 | -68.0082 | 161 | 17 | 1.1 | 0.9 | 220.17 | 35.01 | 0 | 0
5329 | 1 | 342.1402 | 42 | 0 | 62.9937 | 5 | 0.98713 | -70.1832 | 161 | 16 | 1.1 | 0.9 | 471.17 | 37.54 | 0 | 0
5335 | 1 | 392.0959 | 47.23 | 0 | 71.1125 | 5 | 0.98786 | -71.1491 | 161 | 17 | 1.1 | 0.9 | 297.81 | 32.48 | 0 | 0
5351 | 1 | 414.1217 | 49.38 | 0 | 252.4417 | 5 | 0.99768 | -67.5484 | 161 | 16 | 1.1 | 0.9 | 242.51 | 44.19 | 0 | 0
5360 | 2 | 21.6482 | 0 | 0 | 89.0484 | 5 | 1.01 | -43.7029 | 13.8 | 13 | 1.1 | 0.9 | 33.6 | 0 | 0 | 0
5364 | 2 | 667.7305 | 0 | 0 | 122.2443 | 5 | 1 | -54.885 | 13.8 | 12 | 1.1 | 0.9 | 44.38 | 0 | 0 | 0
5373 | 1 | 244.8832 | 44.48 | 0 | 15.3436 | 5 | 0.98092 | -70.9899 | 161 | 17 | 1.1 | 0.9 | 2272.44 | 675.62 | 0 | 0
5379 | 1 | 347.7359 | 46.67 | 0 | 182.5553 | 5 | 0.99738 | -69.9312 | 161 | 17 | 1.1 | 0.9 | 213.54 | 13.9 | 0 | 0
5382 | 2 | 20.6614 | 0 | 0 | 68.7929 | 5 | 1.0295 | -60.1211 | 13.8 | 14 | 1.1 | 0.9 | 9.7 | -13.2 | 0 | 0
5385 | 1 | 412.2966 | 68.28 | 0 | 234.8927 | 5 | 1.0052 | -66.9162 | 161 | 16 | 1.1 | 0.9 | 1294.11 | 20.16 | 0 | 0
5411 | 1 | 488.5309 | 34.02 | 0 | 339.3266 | 5 | 1.02 | -54.1835 | 161 | 13 | 1.1 | 0.9 | 35.68 | 0 | 0 | 0
5412 | 1 | 263.1939 | 40.97 | 0 | 98.6438 | 5 | 0.99329 | -69.3224 | 161 | 16 | 1.1 | 0.9 | 289.23 | 42.6 | 0 | 0
5415 | 2 | -92.6283 | 0 | 0 | 55.2938 | 5 | 1 | -49.2855 | 13.8 | 12 | 1.1 | 0.9 | 33.99 | 0 | 0 | 0
5422 | 1 | 217.3762 | 51.83 | 0 | 454.4825 | 5 | 1.02 | -70.3077 | 161 | 17 | 1.1 | 0.9 | 243.65 | 0 | 0 | 0
5433 | 1 | 214.0516 | 33.14 | 0 | 115.9988 | 5 | 0.99111 | -70.0693 | 161 | 17 | 1.1 | 0.9 | 224.94 | 14.68 | 0 | 0
5439 | 1 | 213.9352 | 32.27 | 0 | 86.0818 | 5 | 0.99772 | -63.421 | 161 | 14 | 1.1 | 0.9 | 97.38 | 11.75 | 0 | 0
5440 | 1 | 365.4845 | 47.35 | 0 | 239.6059 | 5 | 0.99952 | -70.2367 | 161 | 17 | 1.1 | 0.9 | 231.42 | 21.44 | 0 | 0
5441 | 1 | 339.6165 | 41.13 | 0 | 149.6871 | 5 | 0.99391 | -66.8285 | 161 | 17 | 1.1 | 0.9 | 192.57 | 6.22 | 0 | 0
5444 | 2 | 668.2557 | 0 | 0 | 360.1097 | 5 | 1.01 | -59.9041 | 500 | 17 | 1.1 | 0.9 | 95.24 | 0 | 0 | 0
5447 | 1 | 383.9583 | 43.76 | 0 | 43.7717 | 5 | 0.98559 | -68.2603 | 161 | 17 | 1.1 | 0.9 | 192.27 | 15.77 | 0 | 0
5449 | 1 | 163.5165 | 75.65 | 0 | 303.1255 | 5 | 1.0088 | -67.2701 | 161 | 17 | 1.1 | 0.9 | 190.49 | 30.46 | 0 | 0
5463 | 1 | 332.5702 | 45.43 | 0 | 76.5322 | 5 | 0.98966 | -70.8048 | 161 | 17 | 1.1 | 0.9 | 288.45 | 30.53 | 0 | 0
5465 | 1 | 82.2817 | 61.81 | 0 | 94.0459 | 5 | 1.0078 | -67.8659 | 161 | 16 | 1.1 | 0.9 | 196.17 | 19.55 | 0 | 0
5480 | 1 | 197.3506 | 50.78 | 0 | 88.8535 | 5 | 0.99264 | -65.5029 | 161 | 17 | 1.1 | 0.9 | 141.9 | 14.77 | 0 | 0
6001 | 1 | 258.4408 | 29.41 | 0 | 284.31 | 6 | 1.02 | -57.1459 | 115 | 22 | 1.1 | 0.9 | -9.42 | 0 | 0 | 0
6002 | 1 | 139.7018 | 9.2 | 0 | 27.1175 | 6 | 1.002 | -57.1471 | 115 | 26 | 1.1 | 0.9 | 421.05 | 72.56 | 0 | 0
6005 | 1 | 96.5145 | 21.39 | 0 | 162.6069 | 6 | 1.0148 | -46.1515 | 115 | 25 | 1.1 | 0.9 | 196.34 | 16.4 | 0 | 0
6014 | 1 | 108.863 | 1.56 | 0 | 86.9575 | 6 | 1.0108 | -51.9809 | 115 | 24 | 1.1 | 0.9 | 717.8 | 0.19 | 0 | 0
6018 | 1 | 273.9348 | 0.7 | 0 | 63.162 | 6 | 0.98899 | -56.8942 | 115 | 23 | 1.1 | 0.9 | 634.76 | 147.18 | 0 | 0
6023 | 1 | 223.5772 | 37.65 | 0 | 38.365 | 6 | 0.99682 | -55.7441 | 115 | 23 | 1.1 | 0.9 | 115.11 | 40.72 | 0 | 0
6035 | 1 | 298.2802 | 58.47 | 0 | 69.8045 | 6 | 0.99182 | -56.2031 | 115 | 23 | 1.1 | 0.9 | 765.29 | 139.2 | 0 | 0
6037 | 1 | 94.7429 | 41.8 | 0 | 133.9057 | 6 | 1.0029 | -54.7483 | 115 | 22 | 1.1 | 0.9 | 138.73 | 18.03 | 0 | 0
6047 | 1 | 85.052 | 42.46 | 0 | 59.6704 | 6 | 1.0061 | -56.7951 | 115 | 26 | 1.1 | 0.9 | 283.16 | 48.92 | 0 | 0
6058 | 1 | 96.0827 | 50.61 | 0 | 113.1849 | 6 | 1.0069 | -51.9476 | 115 | 22 | 1.1 | 0.9 | 746 | 119.51 | 0 | 0
6061 | 1 | 267.8802 | 41.91 | 0 | 65.3961 | 6 | 0.98581 | -58.0929 | 115 | 23 | 1.1 | 0.9 | 808.23 | 132.02 | 0 | 0
6069 | 2 | 216.9189 | 0 | 0 | 87.4966 | 6 | 1.03 | -46.5359 | 18 | 22 | 1.1 | 0.9 | 17.83 | 0 | 0 | 0
6078 | 2 | 564.9389 | 0 | 0 | 120.6502 | 6 | 1.0072 | -29.0246 | 22 | 25 | 1.1 | 0.9 | 19.29 | -11.93 | 0 | 0
6111 | 2 | 103.0119 | 0 | 0 | 97.0364 | 6 | 1.04 | -46.4075 | 13.8 | 25 | 1.1 | 0.9 | 18.77 | 0 | 0 | 0
6115 | 1 | 364.7379 | 37.15 | 0 | 54.1178 | 6 | 0.99096 | -57.3624 | 115 | 22 | 1.1 | 0.9 | 337.53 | -35.88 | 0 | 0
6120 | 1 | 220.801 | 55.33 | 0 | 52.984 | 6 | 0.9947 | -56.4273 | 115 | 23 | 1.1 | 0.9 | 278.3 | 71.32 | 0 | 0
6121 | 1 | 285.3598 | 34.23 | 0 | 125.1651 | 6 | 1.0012 | -57.006 | 115 | 26 | 1.1 | 0.9 | 290.33 | -15.89 | 0 | 0
6147 | 2 | 519.9979 | 0 | 0 | 95.4605 | 6 | 1.03 | -44.1096 | 13.8 | 22 | 1.1 | 0.9 | 18.17 | 0 | 0 | 0
6150 | 1 | 229.0164 | 33.23 | 0 | 168.2075 | 6 | 1.0095 | -57.9343 | 115 | 26 | 1.1 | 0.9 | 259.71 | 25.52 | 0 | 0
6164 | 2 | -14.4876 | 0 | 0 | 72.949 | 6 | 1.03 | -44.8808 | 13.8 | 22 | 1.1 | 0.9 | 16.13 | 0 | 0 | 0
6168 | 1 | 430.191 | 39.17 | 0 | 74.6226 | 6 | 0.99023 | -58.2115 | 115 | 26 | 1.1 | 0.9 | 239.98 | 32.01 | 0 | 0
6171 | 1 | 38.6081 | 32.23 | 0 | 44.8563 | 6 | 1.0031 | -53.49 | 115 | 26 | 1.1 | 0.9 | 38.61 | 8.35 | 0 | 0
6178 | 1 | 123.7363 | 38.09 | 0 | 110.7352 | 6 | 1.006 | -55.3367 | 115 | 26 | 1.1 | 0.9 | 1123.12 | 198.56 | 0 | 0
6199 | 1 | 497.38 | 67.93 | 0 | 337.7002 | 6 | 1.0052 | -56.0721 | 115 | 26 | 1.1 | 0.9 | 161.79 | 19.8 | 0 | 0
6203 | 1 | 265.8666 | 33.32 | 0 | 76.657 | 6 | 0.9887 | -58.0167 | 115 | 26 | 1.1 | 0.9 | 413.13 | -58.27 | 0 | 0
6205 | 1 | 215.4356 | 34.55 | 0 | 32.6039 | 6 | 0.98466 | -57.3896 | 115 | 23 | 1.1 | 0.9 | 19.62 | 6.24 | 0 | 0
6208 | 1 | 374.0831 | 39.94 | 0 | 102.4602 | 6 | 0.98462 | -58.8038 | 115 | 23 | 1.1 | 0.9 | 731.26 | 101.44 | 0 | 0
6214 | 2 | -161.0322 | 0 | 0 | 57.4493 | 6 | 1.04 | -38.3642 | 13.8 | 23 | 1.1 | 0.9 | 21.48 | 0 | 0 | 0
6223 | 1 | 353.4976 | 47.27 | 0 | 106.796 | 6 | 0.98907 | -56.5988 | 115 | 23 | 1.1 | 0.9 | -51.64 | -16.1 | 0 | 0
6224 | 1 | 205.55 | 33.06 | 0 | 49.2626 | 6 | 0.98249 | -58.7196 | 115 | 23 | 1.1 | 0.9 | 748.94 | 123.9 | 0 | 0
6230 | 1 | 306.6683 | 54.26 | 0 | 180.3079 | 6 | 0.9994 | -55.5646 | 115 | 22 | 1.1 | 0.9 | 107.04 | 10.1 | 0 | 0
6236 | 1 | 267.6333 | 48.03 | 0 | 171.8018 | 6 | 0.99902 | -55.0237 | 115 | 26 | 1.1 | 0.9 | 69.79 | 14.89 | 0 | 0
6238 | 1 | 283.8892 | 38.19 | 0 | 30.5418 | 6 | 0.97942 | -58.5262 | 115 | 23 | 1.1 | 0.9 | 1273.7 | 184.76 | 0 | 0
6241 | 1 | 178.5534 | 49.79 | 0 | 87.4629 | 6 | 0.994 | -53.6859 | 115 | 22 | 1.1 | 0.9 | 281.04 | -2.99 | 0 | 0
6278 | 1 | 148.8428 | 38.44 | 0 | 50.7172 | 6 | 0.99584 | -55.3289 | 115 | 23 | 1.1 | 0.9 | 851.62 | 285.64 | 0 | 0
6280 | 1 | 98.5656 | 38.54 | 0 | 74.6379 | 6 | 1.0066 | -51.9464 | 115 | 22 | 1.1 | 0.9 | 683.79 | 68.68 | 0 | 0
6288 | 1 | 374.0124 | 47.19 | 0 | 91.1114 | 6 | 0.98899 | -56.8126 | 115 | 26 | 1.1 | 0.9 | 144.01 | 8.64 | 0 | 0
6295 | 2 | -163.0622 | 0 | 0 | 82.7569 | 6 | 1.0211 | -48.0335 | 13.8 | 23 | 1.1 | 0.9 | 13.29 | -6.43 | 0 | 0
6302 | 2 | 524.572 | 0 | 0 | 52.8166 | 6 | 1.014 | -43.6695 | 22 | 22 | 1.1 | 0.9 | 18.65 | -3.33 | 0 | 0
6330 | 1 | 263.8322 | 37.9 | 0 | 102.8591 | 6 | 0.98319 | -59.179 | 115 | 23 | 1.1 | 0.9 | 1597.32 | 40.1 | 0 | 0
6335 | 1 | 201.1714 | 46.67 | 0 | 45.1517 | 6 | 0.99304 | -55.6169 | 115 | 26 | 1.1 | 0.9 | 46.98 | 13.48 | 0 | 0
6344 | 1 | 345.883 | 44.99 | 0 | 118.7545 | 6 | 0.99852 | -55.6068 | 115 | 23 | 1.1 | 0.9 | -271.72 | -63.94 | 0 | 0
6349 | 2 | 1624.2235 | 0 | 0 | 421.0927 | 6 | 1.0272 | -49.6522 | 500 | 23 | 1.1 | 0.9 | 0.07 | -12.25 | 0 | 0
6352 | 1 | 226.5028 | 34.5 | 0 | 115.1383 | 6 | 1.0048 | -56.8257 | 115 | 26 | 1.1 | 0.9 | 201.58 | 17.48 | 0 | 0
6355 | 1 | 238.6242 | 43.02 | 0 | 71.1152 | 6 | 0.99845 | -55.2517 | 115 | 23 | 1.1 | 0.9 | 109.77 | 16.91 | 0 | 0
7001 | 1 | 130.6823 | 2.64 | 0 | 40.2094 | 7 | 0.99883 | -35.8973 | 115 | 6 | 1.1 | 0.9 | 128.96 | 18.58 | 0 | 0
7004 | 1 | 120.008 | 62.88 | 0 | 62.6557 | 7 | 1.0089 | -34.1454 | 115 | 4 | 1.1 | 0.9 | 358.9 | 80.4 | 0 | 0
7010 | 1 | 175.4442 | 4.43 | 0 | 43.9089 | 7 | 0.98341 | -42.9026 | 115 | 5 | 1.1 | 0.9 | 953.38 | 175.93 | 0 | 0
7012 | 1 | 79.0713 | 0.27 | 0 | 16.1788 | 7 | 0.97807 | -38.9259 | 115 | 3 | 1.1 | 0.9 | 448.12 | 114.81 | 0 | 0
7013 | 1 | 192.6708 | 39.11 | 0 | 8.1708 | 7 | 0.99052 | -40.6405 | 115 | 5 | 1.1 | 0.9 | 1936.46 | 38.11 | 0 | 0
7017 | 1 | 356.7404 | 38.48 | 0 | 231.3582 | 7 | 0.99362 | -39.5398 | 115 | 3 | 1.1 | 0.9 | 680.67 | 95.46 | 0 | 0
7039 | 1 | 194.0073 | 66.73 | 0 | 92.0109 | 7 | 0.99874 | -37.255 | 115 | 3 | 1.1 | 0.9 | 1232.46 | 94.67 | 0 | 0
7045 | 2 | -93.2093 | 0 | 0 | 45.7371 | 7 | 1.03 | -29.6006 | 20 | 6 | 1.1 | 0.9 | 38.31 | 0 | 0 | 0
7049 | 1 | 300.6773 | 80.22 | 0 | 84.2099 | 7 | 1.0026 | -38.5892 | 115 | 3 | 1.1 | 0.9 | 1377.38 | 47.61 | 0 | 0
7051 | 1 | 439.2267 | 39.89 | 0 | 192.2623 | 7 | 0.99116 | -39.3216 | 115 | 3 | 1.1 | 0.9 | 486.11 | 35.74 | 0 | 0
7069 | 1 | 99.8901 | 14.5 | 0 | 34.0493 | 7 | 1.001 | -33.9157 | 115 | 1 | 1.1 | 0.9 | 812.09 | 124.42 | 0 | 0
7072 | 1 | 218.4898 | 32.99 | 0 | 79.3792 | 7 | 1.0025 | -35.0124 | 115 | 4 | 1.1 | 0.9 | 112.31 | -4.62 | 0 | 0
7074 | 1 | 112.0331 | 19.59 | 0 | 50.5126 | 7 | 1.0084 | -33.7946 | 115 | 2 | 1.1 | 0.9 | 71.58 | -7.39 | 0 | 0
7075 | 1 | 211.7983 | 45.58 | 0 | 349.8545 | 7 | 1.0134 | -35.3282 | 115 | 4 | 1.1 | 0.9 | 379.95 | 76.46 | 0 | 0
7084 | 1 | 104.4002 | 60.84 | 0 | 23.791 | 7 | 1.0038 | -33.7156 | 115 | 4 | 1.1 | 0.9 | 43.61 | -15.83 | 0 | 0
7091 | 1 | 315.3546 | 59.69 | 0 | 334.3754 | 7 | 1.02 | -39.739 | 115 | 3 | 1.1 | 0.9 | 674.56 | 0 | 0 | 0
7098 | 3 | -218.7766 | 0 | 0 | 23.7936 | 7 | 1 | 0 | 13.8 | 1 | 1.1 | 0.9 | 7.46 | 0 | 0 | 0
7101 | 1 | 332.4934 | 60.21 | 0 | 124.454 | 7 | 0.9962 | -38.4429 | 115 | 3 | 1.1 | 0.9 | 1116.45 | 96.9 | 0 | 0
7102 | 1 | 271.803 | 33.45 | 0 | 45.2416 | 7 | 0.9797 | -40.8225 | 115 | 5 | 1.1 | 0.9 | 354.3 | 59.89 | 0 | 0
7118 | 1 | 121.15 | 34.33 | 0 | 0.636 | 7 | 0.98029 | -40.4055 | 115 | 5 | 1.1 | 0.9 | 406.22 | 62.91 | 0 | 0
7124 | 1 | 431.5726 | 46.65 | 0 | 126.8083 | 7 | 0.98768 | -38.5943 | 115 | 3 | 1.1 | 0.9 | 728.01 | 86.06 | 0 | 0
7127 | 1 | -155.0856 | 63.34 | 0 | 248.5797 | 7 | 1.0045 | -34.5289 | 115 | 3 | 1.1 | 0.9 | 249.15 | 138.18 | 0 | 0
7138 | 2 | 934.5784 | 0 | 0 | 40.1068 | 7 | 1.0253 | -22.988 | 13.8 | 4 | 1.1 | 0.9 | 47.04 | -3.78 | 0 | 0
7145 | 1 | 265.2601 | 40.74 | 0 | 308.6457 | 7 | 1.02 | -41.1233 | 115 | 4 | 1.1 | 0.9 | 487 | 0 | 0 | 0
7157 | 1 | 688.3763 | 46.42 | 0 | 224.5772 | 7 | 0.99317 | -38.7563 | 115 | 5 | 1.1 | 0.9 | 309.64 | 57.92 | 0 | 0
7170 | 2 | -165.1423 | 0 | 0 | 43.3698 | 7 | 1.04 | -29.0975 | 18 | 3 | 1.1 | 0.9 | 17.38 | 0 | 0 | 0
7174 | 1 | 413.3333 | 35.32 | 0 | 19.8951 | 7 | 0.9889 | -35.8911 | 115 | 4 | 1.1 | 0.9 | 1811.39 | 362.07 | 0 | 0
7177 | 1 | 232.8874 | 59.96 | 0 | 43.299 | 7 | 0.985 | -39.6556 | 115 | 5 | 1.1 | 0.9 | 343.92 | 59.62 | 0 | 0
7178 | 1 | 329.018 | 34.71 | 0 | 48.2618 | 7 | 0.98094 | -40.6281 | 115 | 3 | 1.1 | 0.9 | 549.91 | 73.35 | 0 | 0
7181 | 1 | 258.1364 | 42.21 | 0 | 30.7622 | 7 | 0.98127 | -40.5475 | 115 | 3 | 1.1 | 0.9 | 1096.68 | 157.82 | 0 | 0
7185 | 1 | -96.4391 | 47.86 | 0 | 52.8771 | 7 | 1.006 | -31.0875 | 115 | 3 | 1.1 | 0.9 | 1268.26 | 219.89 | 0 | 0
7201 | 1 | 282.5114 | 61.42 | 0 | 223.918 | 7 | 1.0059 | -39.2021 | 115 | 5 | 1.1 | 0.9 | 2211.45 | 17.55 | 0 | 0
7208 | 2 | 696.7969 | 0 | 0 | 38.691 | 7 | 1.04 | -20.7691 | 18 | 4 | 1.1 | 0.9 | 25.73 | 0 | 0 | 0
7221 | 1 | 670.5365 | 48.05 | 0 | 173.2294 | 7 | 0.98786 | -38.8335 | 115 | 3 | 1.1 | 0.9 | 825.31 | 32.62 | 0 | 0
7229 | 1 | 111.6223 | 80.87 | 0 | 44.3928 | 7 | 1.0008 | -36.2211 | 115 | 3 | 1.1 | 0.9 | 235.6 | 50.75 | 0 | 0
7235 | 1 | 243.9718 | 42.96 | 0 | 214.1355 | 7 | 1.02 | -42.3474 | 115 | 3 | 1.1 | 0.9 | 1316.48 | 0 | 0 | 0
7246 | 1 | 378.0433 | 56.53 | 0 | 37.7806 | 7 | 0.97673 | -41.3673 | 115 | 3 | 1.1 | 0.9 | 1509.8 | 99.38 | 0 | 0
7248 | 1 | 533.6179 | 62.48 | 0 | 110.8871 | 7 | 0.98233 | -40.0579 | 115 | 3 | 1.1 | 0.9 | 771.38 | 192.44 | 0 | 0
7257 | 1 | 293.7163 | 36.03 | 0 | 24.5583 | 7 | 0.9868 | -36.8626 | 115 | 4 | 1.1 | 0.9 | 1305.96 | 235.28 | 0 | 0
7259 | 1 | 278.0381 | 41.38 | 0 | 32.1821 | 7 | 0.99832 | -37.7653 | 115 | 4 | 1.1 | 0.9 | 594.73 | 45.06 | 0 | 0
7260 | 1 | 151.6892 | 35.31 | 0 | 21.9092 | 7 | 0.99713 | -35.8554 | 115 | 4 | 1.1 | 0.9 | 265.32 | 49.16 | 0 | 0
7279 | 1 | 167.4233 | 42.08 | 0 | 79.7368 | 7 | 1.0084 | -33.1881 | 115 | 4 | 1.1 | 0.9 | 222.2 | 22.39 | 0 | 0
7311 | 2 | -104.2923 | 0 | 0 | 67.311 | 7 | 1.0323 | -23.6244 | 24 | 1 | 1.1 | 0.9 | 27 | 3.3 | 0 | 0
7317 | 1 | 296.8071 | 40.49 | 0 | 28.572 | 7 | 0.99273 | -35.6948 | 115 | 4 | 1.1 | 0.9 | 1548 | 301.33 | 0 | 0
7330 | 1 | 551.2077 | 55.55 | 0 | 194.5716 | 7 | 0.98861 | -38.9959 | 115 | 3 | 1.1 | 0.9 | 849.84 | -32.03 | 0 | 0
7343 | 1 | 137.4259 | 52.36 | 0 | 10.5789 | 7 | 0.97878 | -38.0483 | 115 | 3 | 1.1 | 0.9 | 225.81 | 67.52 | 0 | 0
7353 | 2 | 3014.2765 | 0 | 0 | 40.0317 | 7 | 1.04 | -20.3169 | 13.8 | 3 | 1.1 | 0.9 | 19.64 | 0 | 0 | 0
7375 | 2 | -133.2647 | 0 | 0 | 5.568 | 7 | 1.04 | -22.8432 | 18 | 4 | 1.1 | 0.9 | 48.91 | 0 | 0 | 0
7385 | 1 | 135.24 | 38.32 | 0 | 0.823 | 7 | 0.9855 | -40.4316 | 115 | 3 | 1.1 | 0.9 | 765.52 | 123.22 | 0 | 0
7387 | 1 | 403.1642 | 45.54 | 0 | 41.5613 | 7 | 0.97987 | -39.6792 | 115 | 4 | 1.1 | 0.9 | 169.46 | 46.3 | 0 | 0
7389 | 2 | 1059.7958 | 0 | 0 | 411.5179 | 7 | 1.0308 | -34.571 | 500 | 5 | 1.1 | 0.9 | 42.92 | -4.07 | 0 | 0
7400 | 2 | 1582.5045 | 0 | 0 | 283.0913 | 7 | 1.0259 | -26.0968 | 500 | 4 | 1.1 | 0.9 | 33.43 | -7.73 | 0 | 0
7404 | 1 | 333.5691 | 50.36 | 0 | 45.2341 | 7 | 0.9813 | -40.8525 | 115 | 5 | 1.1 | 0.9 | 648.3 | 67.62 | 0 | 0
7406 | 2 | 2349.0049 | 0 | 0 | 486.9676 | 7 | 1.0201 | -29.008 | 500 | 6 | 1.1 | 0.9 | 75.44 | 3.45 | 0 | 0
7410 | 1 | 162.09 | 61.11 | 0 | 36.6491 | 7 | 0.98814 | -38.1912 | 115 | 3 | 1.1 | 0.9 | 1785.43 | 176.67 | 0 | 0
7422 | 2 | -232.8391 | 0 | 0 | 245.5483 | 7 | 1.04 | -27.5506 | 500 | 2 | 1.1 | 0.9 | -49.71 | 0 | 0 | 0
7427 | 1 | 380.4102 | 44.33 | 0 | 99.5827 | 7 | 0.98162 | -40.7536 | 115 | 3 | 1.1 | 0.9 | 1164.98 | 97.59 | 0 | 0
7428 | 2 | -460.3669 | 0 | 0 | 205.7649 | 7 | 1.04 | -27.6143 | 500 | 2 | 1.1 | 0.9 | 12.44 | 0 | 0 | 0
8001 | 1 | 101.0187 | 3.07 | 0 | 71.7488 | 8 | 1.0154 | -57.862 | 115 | 7 | 1.1 | 0.9 | 101.5 | 12.04 | 0 | 0
8002 | 1 | 306.6307 | 3.35 | 0 | 162.7883 | 8 | 1.0071 | -71.0264 | 115 | 8 | 1.1 | 0.9 | 629.18 | -42.91 | 0 | 0
8033 | 2 | 52.4896 | 0 | 0 | 41.9786 | 8 | 1.0257 | -36.8531 | 13.8 | 7 | 1.1 | 0.9 | 63.84 | 2.35 | 0 | 0
8060 | 2 | 16.7827 | 0 | 0 | 172.2237 | 8 | 1.0237 | -58.1412 | 13.8 | 7 | 1.1 | 0.9 | 30.66 | -2.29 | 0 | 0
8070 | 2 | 1133.4853 | 0 | 0 | 146.1205 | 8 | 1.0119 | -52.2329 | 13.8 | 7 | 1.1 | 0.9 | 33.58 | -0.29 | 0 | 0
8077 | 2 | 439.0624 | 0 | 0 | 154.6614 | 8 | 1.03 | -48.9164 | 13.8 | 8 | 1.1 | 0.9 | 68.05 | 0 | 0 | 0
8087 | 2 | -238.363 | 0 | 0 | 36.9925 | 8 | 1.0316 | -46.7842 | 18 | 7 | 1.1 | 0.9 | 31.43 | 0.15 | 0 | 0
8095 | 1 | 168.559 | 41.6 | 0 | 38.2419 | 8 | 0.98963 | -46.0984 | 115 | 7 | 1.1 | 0.9 | 85.77 | 8.83 | 0 | 0
8116 | 2 | 412.8899 | 0 | 0 | 214.6252 | 8 | 1.03 | -59.0376 | 13.8 | 8 | 1.1 | 0.9 | 22.73 | -2.62 | 0 | 0
8129 | 2 | 1746.7094 | 0 | 0 | 290.6559 | 8 | 1.03 | -51.7569 | 18 | 8 | 1.1 | 0.9 | 121.37 | 0 | 0 | 0
8140 | 1 | 310.6763 | 47.75 | 0 | 122.3532 | 8 | 0.99062 | -46.5751 | 115 | 7 | 1.1 | 0.9 | 89.65 | 7.78 | 0 | 0
8155 | 2 | 344.4782 | 0 | 0 | 302.4098 | 8 | 1.027 | -47.4904 | 500 | 7 | 1.1 | 0.9 | 33.51 | 0.48 | 0 | 0

## Gen
Bus | Pg | Qg | Qmax | Qmin | Vg | mBase | status | Pmax | Pmin | Pc1 | Pc2 | Qc1min | Qc1max | Qc2min | Qc2max | ramp_agc | ramp_10 | ramp_30 | ramp_q | apf | mu_Pmax | mu_Pmin | mu_Qmax | mu_Qmin
1004 | 158.25 | -30.38 | 44.94 | -30.38 | 1.01 | 253.2 | 1 | 158.25 | 158.25 | 0 | 0 | 0 | 0 | 0 | 0 | 0 | 0 | 0 | 0 | 211 | 0 | 0 | 0 | 0
1063 | 25.73 | -4.35 | 7.31 | -4.94 | 1 | 41.16 | 1 | 25.73 | 25.73 | 0 | 0 | 0 | 0 | 0 | 0 | 0 | 0 | 0 | 0 | 34.3 | 0 | 0 | 0 | 0
1082 | 61.87 | -11.88 | 17.57 | -11.88 | 1 | 99 | 1 | 61.87 | 61.87 | 0 | 0 | 0 | 0 | 0 | 0 | 0 | 0 | 0 | 0 | 82.5 | 0 | 0 | 0 | 0
1082 | 9.97 | 0 | 0 | 0 | 1 | 12 | 1 | 10 | 3 | 0 | 0 | 0 | 0 | 0 | 0 | 0 | 0 | 0 | 0 | 10 | 0 | 0 | 0 | 0
1064 | 149.63 | -23.15 | 42.49 | -28.73 | 1 | 239.4 | 1 | 149.63 | 149.63 | 0 | 0 | 0 | 0 | 0 | 0 | 0 | 0 | 0 | 0 | 199.5 | 0 | 0 | 0 | 0
1004 | 135 | 2.26 | 38.34 | -25.92 | 1.01 | 216 | 1 | 135 | 135 | 0 | 0 | 0 | 0 | 0 | 0 | 0 | 0 | 0 | 0 | 180 | 0 | 0 | 0 | 0
1064 | 93.15 | -3.42 | 26.45 | -17.88 | 1 | 149.04 | 1 | 93.15 | 93.15 | 0 | 0 | 0 | 0 | 0 | 0 | 0 | 0 | 0 | 0 | 124.2 | 0 | 0 | 0 | 0
1033 | 208.5 | -40.03 | 59.21 | -40.03 | 1 | 333.6 | 1 | 208.5 | 208.5 | 0 | 0 | 0 | 0 | 0 | 0 | 0 | 0 | 0 | 0 | 278 | 0 | 0 | 0 | 0
1033 | 67.5 | -6.87 | 19.17 | -12.96 | 1 | 108 | 1 | 67.5 | 67.5 | 0 | 0 | 0 | 0 | 0 | 0 | 0 | 0 | 0 | 0 | 90 | 0 | 0 | 0 | 0
1082 | 110.63 | -16.65 | 31.42 | -21.24 | 1 | 177 | 1 | 110.63 | 110.63 | 0 | 0 | 0 | 0 | 0 | 0 | 0 | 0 | 0 | 0 | 147.5 | 0 | 0 | 0 | 0
1063 | 0 | 0 | 25.96 | -17.55 | 1 | 146.28 | 0 | 121.9 | 36.57 | 0 | 0 | 0 | 0 | 0 | 0 | 0 | 0 | 0 | 0 | 121.9 | 0 | 0 | 0 | 0
1063 | 44.1 | -1.16 | 12.52 | -8.47 | 1 | 70.56 | 1 | 44.1 | 44.1 | 0 | 0 | 0 | 0 | 0 | 0 | 0 | 0 | 0 | 0 | 58.8 | 0 | 0 | 0 | 0
1048 | 0 | 0 | 165.53 | -36.1 | 1 | 390.24 | 0 | 325.2 | 97.56 | 0 | 0 | 0 | 0 | 0 | 0 | 0 | 0 | 0 | 0 | 325.2 | 0 | 0 | 0 | 0
1048 | 0 | 0 | 165.53 | -36.1 | 1 | 390.24 | 0 | 325.2 | 97.56 | 0 | 0 | 0 | 0 | 0 | 0 | 0 | 0 | 0 | 0 | 325.2 | 0 | 0 | 0 | 0
1048 | 89.15 | -4.14 | 45.5 | -9.92 | 1 | 107.28 | 1 | 89.4 | 26.82 | 0 | 0 | 0 | 0 | 0 | 0 | 0 | 0 | 0 | 0 | 89.4 | 0 | 0 | 0 | 0
1048 | 89.15 | -2.88 | 45.5 | -9.92 | 1 | 107.28 | 1 | 89.4 | 26.82 | 0 | 0 | 0 | 0 | 0 | 0 | 0 | 0 | 0 | 0 | 89.4 | 0 | 0 | 0 | 0
1048 | 89.15 | -7.04 | 45.5 | -9.92 | 1 | 107.28 | 1 | 89.4 | 26.82 | 0 | 0 | 0 | 0 | 0 | 0 | 0 | 0 | 0 | 0 | 89.4 | 0 | 0 | 0 | 0
1081 | 0 | 0 | 91.01 | -19.85 | 1 | 214.56 | 0 | 178.8 | 53.64 | 0 | 0 | 0 | 0 | 0 | 0 | 0 | 0 | 0 | 0 | 178.8 | 0 | 0 | 0 | 0
1064 | 0 | 0 | 25.56 | -17.28 | 1 | 144 | 0 | 120 | 36 | 0 | 0 | 0 | 0 | 0 | 0 | 0 | 0 | 0 | 0 | 120 | 0 | 0 | 0 | 0
1082 | 0 | 0 | 2.85 | -0.62 | 1.04 | 6.72 | 0 | 5.6 | 1.68 | 0 | 0 | 0 | 0 | 0 | 0 | 0 | 0 | 0 | 0 | 5.6 | 0 | 0 | 0 | 0
1082 | 0 | 0 | 1.02 | -0.22 | 1.04 | 2.4 | 0 | 2 | 0.6 | 0 | 0 | 0 | 0 | 0 | 0 | 0 | 0 | 0 | 0 | 2 | 0 | 0 | 0 | 0
1063 | 0 | 0 | 0 | 0 | 1.01 | 1.8 | 0 | 1.5 | 0.45 | 0 | 0 | 0 | 0 | 0 | 0 | 0 | 0 | 0 | 0 | 1.5 | 0 | 0 | 0 | 0
1063 | 0 | 0 | 0 | 0 | 1.01 | 276 | 0 | 230 | 69 | 0 | 0 | 0 | 0 | 0 | 0 | 0 | 0 | 0 | 0 | 230 | 0 | 0 | 0 | 0
1063 | 106.88 | -0.83 | 30.35 | -20.52 | 1 | 171 | 1 | 106.88 | 106.88 | 0 | 0 | 0 | 0 | 0 | 0 | 0 | 0 | 0 | 0 | 142.5 | 0 | 0 | 0 | 0
1082 | 120.38 | 25.49 | 34.19 | -23.11 | 1.04 | 192.6 | 1 | 120.38 | 120.38 | 0 | 0 | 0 | 0 | 0 | 0 | 0 | 0 | 0 | 0 | 160.5 | 0 | 0 | 0 | 0
1001 | 191.59 | 30.82 | 97.8 | -21.33 | 1.01 | 230.56 | 1 | 192.13 | 57.64 | 0 | 0 | 0 | 0 | 0 | 0 | 0 | 0 | 0 | 0 | 192.13 | 0 | 0 | 0 | 0
1001 | 191.59 | 35.97 | 97.8 | -21.33 | 1.01 | 230.56 | 1 | 192.13 | 57.64 | 0 | 0 | 0 | 0 | 0 | 0 | 0 | 0 | 0 | 0 | 192.13 | 0 | 0 | 0 | 0
1001 | 191.59 | 32.68 | 97.8 | -21.33 | 1.01 | 230.56 | 1 | 192.13 | 57.64 | 0 | 0 | 0 | 0 | 0 | 0 | 0 | 0 | 0 | 0 | 192.13 | 0 | 0 | 0 | 0
1001 | 191.59 | 34.38 | 97.8 | -21.33 | 1.01 | 230.56 | 1 | 192.13 | 57.64 | 0 | 0 | 0 | 0 | 0 | 0 | 0 | 0 | 0 | 0 | 192.13 | 0 | 0 | 0 | 0
1001 | 0 | 0 | 97.8 | -21.33 | 1.01 | 230.56 | 0 | 192.13 | 57.64 | 0 | 0 | 0 | 0 | 0 | 0 | 0 | 0 | 0 | 0 | 192.13 | 0 | 0 | 0 | 0
1001 | 0 | 0 | 97.8 | -21.33 | 1.01 | 230.56 | 0 | 192.13 | 57.64 | 0 | 0 | 0 | 0 | 0 | 0 | 0 | 0 | 0 | 0 | 192.13 | 0 | 0 | 0 | 0
1001 | 95.23 | 18.16 | 48.61 | -10.6 | 1.01 | 114.6 | 1 | 95.5 | 28.65 | 0 | 0 | 0 | 0 | 0 | 0 | 0 | 0 | 0 | 0 | 95.5 | 0 | 0 | 0 | 0
3048 | 95.23 | -10.6 | 48.61 | -10.6 | 1.01 | 114.6 | 1 | 95.5 | 28.65 | 0 | 0 | 0 | 0 | 0 | 0 | 0 | 0 | 0 | 0 | 95.5 | 0 | 0 | 0 | 0
1001 | 95.23 | 14.9 | 48.61 | -10.6 | 1.01 | 114.6 | 1 | 95.5 | 28.65 | 0 | 0 | 0 | 0 | 0 | 0 | 0 | 0 | 0 | 0 | 95.5 | 0 | 0 | 0 | 0
1081 | 0 | 0 | 145.83 | -31.8 | 1.01 | 343.8 | 0 | 286.5 | 85.95 | 0 | 0 | 0 | 0 | 0 | 0 | 0 | 0 | 0 | 0 | 286.5 | 0 | 0 | 0 | 0
1082 | 112.5 | -21.6 | 31.95 | -21.6 | 1 | 180 | 1 | 112.5 | 112.5 | 0 | 0 | 0 | 0 | 0 | 0 | 0 | 0 | 0 | 0 | 150 | 0 | 0 | 0 | 0
1064 | 86.62 | 24.6 | 24.6 | -16.63 | 1.04 | 138.6 | 1 | 86.62 | 86.62 | 0 | 0 | 0 | 0 | 0 | 0 | 0 | 0 | 0 | 0 | 115.5 | 0 | 0 | 0 | 0
1033 | 56.25 | -0.29 | 15.97 | -10.8 | 1 | 90 | 1 | 56.25 | 56.25 | 0 | 0 | 0 | 0 | 0 | 0 | 0 | 0 | 0 | 0 | 75 | 0 | 0 | 0 | 0
1048 | 114.37 | 31.03 | 32.48 | -21.96 | 1.02 | 183 | 1 | 114.37 | 114.37 | 0 | 0 | 0 | 0 | 0 | 0 | 0 | 0 | 0 | 0 | 152.5 | 0 | 0 | 0 | 0
1048 | 27 | 7.67 | 7.67 | -5.18 | 1.02 | 43.2 | 1 | 27 | 27 | 0 | 0 | 0 | 0 | 0 | 0 | 0 | 0 | 0 | 0 | 36 | 0 | 0 | 0 | 0
2004 | 0 | 0 | 199.43 | -43.49 | 1.02 | 470.16 | 0 | 391.8 | 117.54 | 0 | 0 | 0 | 0 | 0 | 0 | 0 | 0 | 0 | 0 | 391.8 | 0 | 0 | 0 | 0
2004 | 0 | 0 | 199.43 | -43.49 | 1.02 | 470.16 | 0 | 391.8 | 117.54 | 0 | 0 | 0 | 0 | 0 | 0 | 0 | 0 | 0 | 0 | 391.8 | 0 | 0 | 0 | 0
2004 | 0 | 0 | 199.43 | -43.49 | 1.02 | 470.16 | 0 | 391.8 | 117.54 | 0 | 0 | 0 | 0 | 0 | 0 | 0 | 0 | 0 | 0 | 391.8 | 0 | 0 | 0 | 0
2127 | 150.45 | -28.89 | 42.73 | -28.89 | 1 | 240.72 | 1 | 150.45 | 150.45 | 0 | 0 | 0 | 0 | 0 | 0 | 0 | 0 | 0 | 0 | 200.6 | 0 | 0 | 0 | 0
2019 | 0 | 0 | 46.43 | -31.39 | 1.04 | 261.6 | 0 | 218 | 65.4 | 0 | 0 | 0 | 0 | 0 | 0 | 0 | 0 | 0 | 0 | 218 | 0 | 0 | 0 | 0
8129 | 83.1 | 18.16 | 42.42 | -9.25 | 1.02 | 100 | 1 | 83.33 | 25 | 0 | 0 | 0 | 0 | 0 | 0 | 0 | 0 | 0 | 0 | 83.33 | 0 | 0 | 0 | 0
8129 | 166.2 | 26.53 | 84.83 | -18.5 | 1.02 | 200 | 1 | 166.67 | 50 | 0 | 0 | 0 | 0 | 0 | 0 | 0 | 0 | 0 | 0 | 166.67 | 0 | 0 | 0 | 0
2127 | 59.7 | -11.46 | 16.95 | -11.46 | 1.01 | 95.52 | 1 | 59.7 | 59.7 | 0 | 0 | 0 | 0 | 0 | 0 | 0 | 0 | 0 | 0 | 79.6 | 0 | 0 | 0 | 0
2057 | 0 | 0 | 2.8 | -0.73 | 0.99 | 7.2 | 0 | 6 | 1.8 | 0 | 0 | 0 | 0 | 0 | 0 | 0 | 0 | 0 | 0 | 6 | 0 | 0 | 0 | 0
2057 | 573.57 | -47.07 | 335.52 | -87.84 | 0.99 | 864 | 1 | 720 | 216 | 0 | 0 | 0 | 0 | 0 | 0 | 0 | 0 | 0 | 0 | 720 | 0 | 0 | 0 | 0
2127 | 60 | -11.52 | 17.04 | -11.52 | 1 | 96 | 1 | 60 | 60 | 0 | 0 | 0 | 0 | 0 | 0 | 0 | 0 | 0 | 0 | 80 | 0 | 0 | 0 | 0
2057 | 101.55 | -4.84 | 28.84 | -19.5 | 1.02 | 162.48 | 1 | 101.55 | 101.55 | 0 | 0 | 0 | 0 | 0 | 0 | 0 | 0 | 0 | 0 | 135.4 | 0 | 0 | 0 | 0
2057 | 112.5 | -0.82 | 31.95 | -21.6 | 1 | 180 | 1 | 112.5 | 112.5 | 0 | 0 | 0 | 0 | 0 | 0 | 0 | 0 | 0 | 0 | 150 | 0 | 0 | 0 | 0
1004 | 22.5 | 6.39 | 6.39 | -4.32 | 1.04 | 36 | 1 | 22.5 | 22.5 | 0 | 0 | 0 | 0 | 0 | 0 | 0 | 0 | 0 | 0 | 30 | 0 | 0 | 0 | 0
5175 | 84.38 | 3.09 | 23.96 | -16.2 | 1.02 | 135 | 1 | 84.38 | 84.38 | 0 | 0 | 0 | 0 | 0 | 0 | 0 | 0 | 0 | 0 | 112.5 | 0 | 0 | 0 | 0
2057 | 19.94 | 10.18 | 10.18 | -2.22 | 1.02 | 24 | 1 | 20 | 6 | 0 | 0 | 0 | 0 | 0 | 0 | 0 | 0 | 0 | 0 | 20 | 0 | 0 | 0 | 0
2057 | 0 | 0 | 10.18 | -2.22 | 1.02 | 24 | 0 | 20 | 6 | 0 | 0 | 0 | 0 | 0 | 0 | 0 | 0 | 0 | 0 | 20 | 0 | 0 | 0 | 0
2057 | 0 | 0 | 20.36 | -4.44 | 1.02 | 48 | 0 | 40 | 12 | 0 | 0 | 0 | 0 | 0 | 0 | 0 | 0 | 0 | 0 | 40 | 0 | 0 | 0 | 0
2057 | 50.7 | 0.48 | 14.4 | -9.73 | 1 | 81.12 | 1 | 50.7 | 50.7 | 0 | 0 | 0 | 0 | 0 | 0 | 0 | 0 | 0 | 0 | 67.6 | 0 | 0 | 0 | 0
2127 | 0 | 0 | 2.13 | -1.44 | 1 | 12 | 0 | 10 | 3 | 0 | 0 | 0 | 0 | 0 | 0 | 0 | 0 | 0 | 0 | 10 | 0 | 0 | 0 | 0
2127 | 0 | 0 | 16.93 | -11.45 | 1 | 95.4 | 0 | 79.5 | 23.85 | 0 | 0 | 0 | 0 | 0 | 0 | 0 | 0 | 0 | 0 | 79.5 | 0 | 0 | 0 | 0
2127 | 7.5 | -0.05 | 2.13 | -1.44 | 1.02 | 12 | 1 | 7.5 | 7.5 | 0 | 0 | 0 | 0 | 0 | 0 | 0 | 0 | 0 | 0 | 10 | 0 | 0 | 0 | 0
2127 | 112.5 | 0.58 | 31.95 | -21.6 | 1.02 | 180 | 1 | 112.5 | 112.5 | 0 | 0 | 0 | 0 | 0 | 0 | 0 | 0 | 0 | 0 | 150 | 0 | 0 | 0 | 0
2103 | 0 | 0 | 136.28 | -29.72 | 1 | 321.28 | 0 | 267.73 | 80.32 | 0 | 0 | 0 | 0 | 0 | 0 | 0 | 0 | 0 | 0 | 267.73 | 0 | 0 | 0 | 0
2103 | 0 | 0 | 136.28 | -29.72 | 1 | 321.28 | 0 | 267.73 | 80.32 | 0 | 0 | 0 | 0 | 0 | 0 | 0 | 0 | 0 | 0 | 267.73 | 0 | 0 | 0 | 0
2103 | 0 | 0 | 136.28 | -29.72 | 1 | 321.28 | 0 | 267.73 | 80.32 | 0 | 0 | 0 | 0 | 0 | 0 | 0 | 0 | 0 | 0 | 267.73 | 0 | 0 | 0 | 0
2115 | 184.2 | -20.5 | 94.02 | -20.5 | 1 | 221.66 | 1 | 184.72 | 55.41 | 0 | 0 | 0 | 0 | 0 | 0 | 0 | 0 | 0 | 0 | 184.72 | 0 | 0 | 0 | 0
8129 | 184.2 | -20.5 | 94.02 | -20.5 | 1 | 221.66 | 1 | 184.72 | 55.41 | 0 | 0 | 0 | 0 | 0 | 0 | 0 | 0 | 0 | 0 | 184.72 | 0 | 0 | 0 | 0
8129 | 184.2 | -20.5 | 94.02 | -20.5 | 1 | 221.66 | 1 | 184.72 | 55.41 | 0 | 0 | 0 | 0 | 0 | 0 | 0 | 0 | 0 | 0 | 184.72 | 0 | 0 | 0 | 0
8129 | 184.2 | -20.5 | 94.02 | -20.5 | 1 | 221.66 | 1 | 184.72 | 55.41 | 0 | 0 | 0 | 0 | 0 | 0 | 0 | 0 | 0 | 0 | 184.72 | 0 | 0 | 0 | 0
8129 | 184.2 | -20.5 | 94.02 | -20.5 | 1 | 221.66 | 1 | 184.72 | 55.41 | 0 | 0 | 0 | 0 | 0 | 0 | 0 | 0 | 0 | 0 | 184.72 | 0 | 0 | 0 | 0
8129 | 184.2 | -2.92 | 94.02 | -20.5 | 1.01 | 221.66 | 1 | 184.72 | 55.41 | 0 | 0 | 0 | 0 | 0 | 0 | 0 | 0 | 0 | 0 | 184.72 | 0 | 0 | 0 | 0
2127 | 136.28 | -26.16 | 38.7 | -26.16 | 1 | 218.04 | 1 | 136.28 | 136.28 | 0 | 0 | 0 | 0 | 0 | 0 | 0 | 0 | 0 | 0 | 181.7 | 0 | 0 | 0 | 0
2127 | 216.45 | -0.02 | 61.47 | -41.56 | 1.04 | 346.32 | 1 | 216.45 | 216.45 | 0 | 0 | 0 | 0 | 0 | 0 | 0 | 0 | 0 | 0 | 288.6 | 0 | 0 | 0 | 0
3127 | 28.13 | -5.4 | 7.99 | -5.4 | 1 | 45 | 1 | 28.13 | 28.13 | 0 | 0 | 0 | 0 | 0 | 0 | 0 | 0 | 0 | 0 | 37.5 | 0 | 0 | 0 | 0
3127 | 127.13 | 3.68 | 36.1 | -24.41 | 1.01 | 203.4 | 1 | 127.13 | 127.13 | 0 | 0 | 0 | 0 | 0 | 0 | 0 | 0 | 0 | 0 | 169.5 | 0 | 0 | 0 | 0
3030 | 112.5 | 12.59 | 31.95 | -21.6 | 1.03 | 180 | 1 | 112.5 | 112.5 | 0 | 0 | 0 | 0 | 0 | 0 | 0 | 0 | 0 | 0 | 150 | 0 | 0 | 0 | 0
3028 | 150 | 42.6 | 42.6 | -28.8 | 1.04 | 240 | 1 | 150 | 150 | 0 | 0 | 0 | 0 | 0 | 0 | 0 | 0 | 0 | 0 | 200 | 0 | 0 | 0 | 0
3034 | 97.87 | 18.15 | 27.8 | -18.79 | 1.03 | 156.6 | 1 | 97.87 | 97.87 | 0 | 0 | 0 | 0 | 0 | 0 | 0 | 0 | 0 | 0 | 130.5 | 0 | 0 | 0 | 0
1004 | 156.75 | 44.52 | 44.52 | -30.1 | 1.04 | 250.8 | 1 | 156.75 | 156.75 | 0 | 0 | 0 | 0 | 0 | 0 | 0 | 0 | 0 | 0 | 209 | 0 | 0 | 0 | 0
3048 | 0 | 0 | 0.66 | -0.14 | 1.04 | 1.56 | 0 | 1.3 | 0.39 | 0 | 0 | 0 | 0 | 0 | 0 | 0 | 0 | 0 | 0 | 1.3 | 0 | 0 | 0 | 0
3048 | 0 | 0 | 45.5 | -9.92 | 1.04 | 107.28 | 0 | 89.4 | 26.82 | 0 | 0 | 0 | 0 | 0 | 0 | 0 | 0 | 0 | 0 | 89.4 | 0 | 0 | 0 | 0
3045 | 0 | 0 | 227.52 | -49.62 | 1.04 | 536.4 | 0 | 447 | 134.1 | 0 | 0 | 0 | 0 | 0 | 0 | 0 | 0 | 0 | 0 | 447 | 0 | 0 | 0 | 0
3048 | 180.75 | 51.33 | 51.33 | -34.7 | 1.04 | 289.2 | 1 | 180.75 | 180.75 | 0 | 0 | 0 | 0 | 0 | 0 | 0 | 0 | 0 | 0 | 241 | 0 | 0 | 0 | 0
3055 | 183.88 | 50.05 | 52.22 | -35.3 | 1.04 | 294.2 | 1 | 183.88 | 183.88 | 0 | 0 | 0 | 0 | 0 | 0 | 0 | 0 | 0 | 0 | 245.17 | 0 | 0 | 0 | 0
3055 | 183.88 | 31.71 | 52.22 | -35.3 | 1.04 | 294.2 | 1 | 183.88 | 183.88 | 0 | 0 | 0 | 0 | 0 | 0 | 0 | 0 | 0 | 0 | 245.17 | 0 | 0 | 0 | 0
3055 | 183.88 | 30.31 | 52.22 | -35.3 | 1.04 | 294.2 | 1 | 183.88 | 183.88 | 0 | 0 | 0 | 0 | 0 | 0 | 0 | 0 | 0 | 0 | 245.17 | 0 | 0 | 0 | 0
3060 | 124.22 | 16.04 | 35.28 | -23.85 | 1.04 | 198.75 | 1 | 124.22 | 124.22 | 0 | 0 | 0 | 0 | 0 | 0 | 0 | 0 | 0 | 0 | 165.63 | 0 | 0 | 0 | 0
3048 | 124.22 | 17.93 | 35.28 | -23.85 | 1.04 | 198.75 | 1 | 124.22 | 124.22 | 0 | 0 | 0 | 0 | 0 | 0 | 0 | 0 | 0 | 0 | 165.63 | 0 | 0 | 0 | 0
3048 | 124.22 | 27.34 | 35.28 | -23.85 | 1.04 | 198.75 | 1 | 124.22 | 124.22 | 0 | 0 | 0 | 0 | 0 | 0 | 0 | 0 | 0 | 0 | 165.63 | 0 | 0 | 0 | 0
3048 | 124.22 | 20.41 | 35.28 | -23.85 | 1.04 | 198.75 | 1 | 124.22 | 124.22 | 0 | 0 | 0 | 0 | 0 | 0 | 0 | 0 | 0 | 0 | 165.63 | 0 | 0 | 0 | 0
3127 | 60.37 | -8.38 | 17.15 | -11.59 | 1 | 96.6 | 1 | 60.37 | 60.37 | 0 | 0 | 0 | 0 | 0 | 0 | 0 | 0 | 0 | 0 | 80.5 | 0 | 0 | 0 | 0
3127 | 112.5 | 30.84 | 31.95 | -21.6 | 1.04 | 180 | 1 | 112.5 | 112.5 | 0 | 0 | 0 | 0 | 0 | 0 | 0 | 0 | 0 | 0 | 150 | 0 | 0 | 0 | 0
3127 | 127.65 | -24.51 | 36.25 | -24.51 | 1 | 204.24 | 1 | 127.65 | 127.65 | 0 | 0 | 0 | 0 | 0 | 0 | 0 | 0 | 0 | 0 | 170.2 | 0 | 0 | 0 | 0
4002 | 74.85 | -1.88 | 21.26 | -14.37 | 1 | 119.76 | 1 | 74.85 | 74.85 | 0 | 0 | 0 | 0 | 0 | 0 | 0 | 0 | 0 | 0 | 99.8 | 0 | 0 | 0 | 0
1004 | 186.75 | 40.91 | 53.04 | -35.86 | 1.04 | 298.8 | 1 | 186.75 | 186.75 | 0 | 0 | 0 | 0 | 0 | 0 | 0 | 0 | 0 | 0 | 249 | 0 | 0 | 0 | 0
3084 | 174.37 | -5.29 | 49.52 | -33.48 | 1 | 279 | 1 | 174.37 | 174.37 | 0 | 0 | 0 | 0 | 0 | 0 | 0 | 0 | 0 | 0 | 232.5 | 0 | 0 | 0 | 0
3127 | 56.25 | -0.11 | 15.97 | -10.8 | 1 | 90 | 1 | 56.25 | 56.25 | 0 | 0 | 0 | 0 | 0 | 0 | 0 | 0 | 0 | 0 | 75 | 0 | 0 | 0 | 0
3127 | 0 | 0 | 15.97 | -10.8 | 1 | 90 | 0 | 75 | 22.5 | 0 | 0 | 0 | 0 | 0 | 0 | 0 | 0 | 0 | 0 | 75 | 0 | 0 | 0 | 0
3048 | 150 | 30.83 | 42.6 | -28.8 | 1.04 | 240 | 1 | 150 | 150 | 0 | 0 | 0 | 0 | 0 | 0 | 0 | 0 | 0 | 0 | 200 | 0 | 0 | 0 | 0
3006 | 90.45 | 21.16 | 25.69 | -17.37 | 1.04 | 144.72 | 1 | 90.45 | 90.45 | 0 | 0 | 0 | 0 | 0 | 0 | 0 | 0 | 0 | 0 | 120.6 | 0 | 0 | 0 | 0
1004 | 120 | 21.82 | 34.08 | -23.04 | 1.04 | 192 | 1 | 120 | 120 | 0 | 0 | 0 | 0 | 0 | 0 | 0 | 0 | 0 | 0 | 160 | 0 | 0 | 0 | 0
6349 | 44.5 | -0.74 | 17.07 | -0.74 | 1 | 18 | 1 | 44.5 | 44.5 | 0 | 0 | 0 | 0 | 0 | 0 | 0 | 0 | 0 | 0 | 15 | 0 | 0 | 0 | 0
6349 | 53.02 | -2.57 | 62.48 | -2.69 | 1 | 65.88 | 1 | 53.02 | 53.02 | 0 | 0 | 0 | 0 | 0 | 0 | 0 | 0 | 0 | 0 | 54.9 | 0 | 0 | 0 | 0
1004 | 63 | 13.69 | 17.89 | -12.1 | 1.04 | 100.8 | 1 | 63 | 63 | 0 | 0 | 0 | 0 | 0 | 0 | 0 | 0 | 0 | 0 | 84 | 0 | 0 | 0 | 0
3127 | 56.1 | -1.51 | 15.93 | -10.77 | 1 | 89.76 | 1 | 56.1 | 56.1 | 0 | 0 | 0 | 0 | 0 | 0 | 0 | 0 | 0 | 0 | 74.8 | 0 | 0 | 0 | 0
3127 | 56.1 | -0.82 | 15.93 | -10.77 | 1 | 89.76 | 1 | 56.1 | 56.1 | 0 | 0 | 0 | 0 | 0 | 0 | 0 | 0 | 0 | 0 | 74.8 | 0 | 0 | 0 | 0
3034 | 47.25 | -3.77 | 13.42 | -9.07 | 1 | 75.6 | 1 | 47.25 | 47.25 | 0 | 0 | 0 | 0 | 0 | 0 | 0 | 0 | 0 | 0 | 63 | 0 | 0 | 0 | 0
3034 | 90 | -6.63 | 25.56 | -17.28 | 1 | 144 | 1 | 90 | 90 | 0 | 0 | 0 | 0 | 0 | 0 | 0 | 0 | 0 | 0 | 120 | 0 | 0 | 0 | 0
4002 | 29.7 | 0 | 0 | 0 | 1 | 47.52 | 1 | 29.7 | 29.7 | 0 | 0 | 0 | 0 | 0 | 0 | 0 | 0 | 0 | 0 | 39.6 | 0 | 0 | 0 | 0
3127 | 147.75 | -8.91 | 41.96 | -28.37 | 1 | 236.4 | 1 | 147.75 | 147.75 | 0 | 0 | 0 | 0 | 0 | 0 | 0 | 0 | 0 | 0 | 197 | 0 | 0 | 0 | 0
3127 | 101.25 | -19.44 | 28.76 | -19.44 | 1 | 162 | 1 | 101.25 | 101.25 | 0 | 0 | 0 | 0 | 0 | 0 | 0 | 0 | 0 | 0 | 135 | 0 | 0 | 0 | 0
3127 | 94.88 | -18.22 | 26.94 | -18.22 | 1 | 151.8 | 1 | 94.88 | 94.88 | 0 | 0 | 0 | 0 | 0 | 0 | 0 | 0 | 0 | 0 | 126.5 | 0 | 0 | 0 | 0
3127 | 85.5 | 24.28 | 24.28 | -16.42 | 1.02 | 136.8 | 1 | 85.5 | 85.5 | 0 | 0 | 0 | 0 | 0 | 0 | 0 | 0 | 0 | 0 | 114 | 0 | 0 | 0 | 0
1004 | 0 | 0 | 26.11 | -5.69 | 1.04 | 61.56 | 0 | 51.3 | 15.39 | 0 | 0 | 0 | 0 | 0 | 0 | 0 | 0 | 0 | 0 | 51.3 | 0 | 0 | 0 | 0
1004 | 0 | 0 | 26.11 | -5.69 | 1.04 | 61.56 | 0 | 51.3 | 15.39 | 0 | 0 | 0 | 0 | 0 | 0 | 0 | 0 | 0 | 0 | 51.3 | 0 | 0 | 0 | 0
1004 | 0 | 0 | 26.11 | -5.69 | 1.04 | 61.56 | 0 | 51.3 | 15.39 | 0 | 0 | 0 | 0 | 0 | 0 | 0 | 0 | 0 | 0 | 51.3 | 0 | 0 | 0 | 0
3006 | 75.9 | 21.56 | 21.56 | -14.57 | 1.03 | 121.44 | 1 | 75.9 | 75.9 | 0 | 0 | 0 | 0 | 0 | 0 | 0 | 0 | 0 | 0 | 101.2 | 0 | 0 | 0 | 0
3127 | 68.62 | -13.18 | 19.49 | -13.18 | 1 | 109.8 | 1 | 68.62 | 68.62 | 0 | 0 | 0 | 0 | 0 | 0 | 0 | 0 | 0 | 0 | 91.5 | 0 | 0 | 0 | 0
4010 | 151.2 | 20.85 | 42.94 | -29.03 | 1.03 | 241.92 | 1 | 151.2 | 151.2 | 0 | 0 | 0 | 0 | 0 | 0 | 0 | 0 | 0 | 0 | 201.6 | 0 | 0 | 0 | 0
4026 | 408.86 | 57.46 | 191.06 | -50.02 | 1.03 | 492 | 1 | 410 | 123 | 0 | 0 | 0 | 0 | 0 | 0 | 0 | 0 | 0 | 0 | 410 | 0 | 0 | 0 | 0
4030 | 460.56 | -23.08 | 290.04 | -75.93 | 1.01 | 746.88 | 1 | 622.4 | 186.72 | 0 | 0 | 0 | 0 | 0 | 0 | 0 | 0 | 0 | 0 | 622.4 | 0 | 0 | 0 | 0
4047 | 93.4 | 8.96 | 35.86 | -1.54 | 1.02 | 37.8 | 1 | 93.4 | 93.4 | 0 | 0 | 0 | 0 | 0 | 0 | 0 | 0 | 0 | 0 | 31.5 | 0 | 0 | 0 | 0
4047 | 28.5 | 2.93 | 10.94 | -0.47 | 1.02 | 11.52 | 1 | 28.5 | 28.5 | 0 | 0 | 0 | 0 | 0 | 0 | 0 | 0 | 0 | 0 | 9.6 | 0 | 0 | 0 | 0
4047 | 27.48 | 6.02 | 75.1 | -3.23 | 1.02 | 79.2 | 1 | 27.48 | 27.48 | 0 | 0 | 0 | 0 | 0 | 0 | 0 | 0 | 0 | 0 | 66 | 0 | 0 | 0 | 0
4194 | 150 | -14.05 | 42.6 | -28.8 | 1 | 240 | 1 | 150 | 150 | 0 | 0 | 0 | 0 | 0 | 0 | 0 | 0 | 0 | 0 | 200 | 0 | 0 | 0 | 0
4020 | 44.08 | 22.5 | 22.5 | -4.91 | 1.04 | 53.04 | 1 | 44.2 | 13.26 | 0 | 0 | 0 | 0 | 0 | 0 | 0 | 0 | 0 | 0 | 44.2 | 0 | 0 | 0 | 0
4181 | 99.6 | 18.55 | 73.3 | -15.98 | 1.03 | 172.8 | 1 | 144 | 43.2 | 0 | 0 | 0 | 0 | 0 | 0 | 0 | 0 | 0 | 0 | 144 | 0 | 0 | 0 | 0
4181 | 84.08 | 19.72 | 73.3 | -15.98 | 1.03 | 172.8 | 1 | 144 | 43.2 | 0 | 0 | 0 | 0 | 0 | 0 | 0 | 0 | 0 | 0 | 144 | 0 | 0 | 0 | 0
4181 | 124.4 | 15.6 | 73.3 | -15.98 | 1.03 | 172.8 | 1 | 144 | 43.2 | 0 | 0 | 0 | 0 | 0 | 0 | 0 | 0 | 0 | 0 | 144 | 0 | 0 | 0 | 0
4061 | 148.87 | 20.61 | 87.72 | -19.13 | 1.03 | 206.8 | 1 | 172.33 | 51.7 | 0 | 0 | 0 | 0 | 0 | 0 | 0 | 0 | 0 | 0 | 172.33 | 0 | 0 | 0 | 0
4181 | 171.85 | 17.91 | 87.72 | -19.13 | 1.03 | 206.8 | 1 | 172.33 | 51.7 | 0 | 0 | 0 | 0 | 0 | 0 | 0 | 0 | 0 | 0 | 172.33 | 0 | 0 | 0 | 0
4181 | 124.75 | 20.79 | 87.72 | -19.13 | 1.03 | 206.8 | 1 | 172.33 | 51.7 | 0 | 0 | 0 | 0 | 0 | 0 | 0 | 0 | 0 | 0 | 172.33 | 0 | 0 | 0 | 0
4020 | 46.87 | 14.18 | 23.92 | -5.22 | 1.02 | 56.4 | 1 | 47 | 14.1 | 0 | 0 | 0 | 0 | 0 | 0 | 0 | 0 | 0 | 0 | 47 | 0 | 0 | 0 | 0
4075 | 0 | 0 | 89.75 | -19.57 | 1.03 | 211.6 | 0 | 176.33 | 52.9 | 0 | 0 | 0 | 0 | 0 | 0 | 0 | 0 | 0 | 0 | 176.33 | 0 | 0 | 0 | 0
4040 | 175.84 | 36.05 | 89.75 | -19.57 | 1.03 | 211.6 | 1 | 176.33 | 52.9 | 0 | 0 | 0 | 0 | 0 | 0 | 0 | 0 | 0 | 0 | 176.33 | 0 | 0 | 0 | 0
4040 | 97.06 | 28.93 | 89.75 | -19.57 | 1.03 | 211.6 | 1 | 176.33 | 52.9 | 0 | 0 | 0 | 0 | 0 | 0 | 0 | 0 | 0 | 0 | 176.33 | 0 | 0 | 0 | 0
4085 | 242.72 | 32.28 | 123.89 | -27.02 | 1.04 | 292.08 | 1 | 243.4 | 73.02 | 0 | 0 | 0 | 0 | 0 | 0 | 0 | 0 | 0 | 0 | 243.4 | 0 | 0 | 0 | 0
4085 | 242.72 | 33.27 | 123.89 | -27.02 | 1.04 | 292.08 | 1 | 243.4 | 73.02 | 0 | 0 | 0 | 0 | 0 | 0 | 0 | 0 | 0 | 0 | 243.4 | 0 | 0 | 0 | 0
4085 | 242.72 | 51.43 | 123.89 | -27.02 | 1.04 | 292.08 | 1 | 243.4 | 73.02 | 0 | 0 | 0 | 0 | 0 | 0 | 0 | 0 | 0 | 0 | 243.4 | 0 | 0 | 0 | 0
4085 | 168.05 | 54.88 | 179.17 | -39.07 | 1.04 | 422.4 | 1 | 352 | 105.6 | 0 | 0 | 0 | 0 | 0 | 0 | 0 | 0 | 0 | 0 | 352 | 0 | 0 | 0 | 0
4194 | 0 | 0 | 0.65 | -0.17 | 1.01 | 1.68 | 0 | 1.4 | 0.42 | 0 | 0 | 0 | 0 | 0 | 0 | 0 | 0 | 0 | 0 | 1.4 | 0 | 0 | 0 | 0
4194 | 23.43 | 3.95 | 10.95 | -2.87 | 1.01 | 28.2 | 1 | 23.5 | 7.05 | 0 | 0 | 0 | 0 | 0 | 0 | 0 | 0 | 0 | 0 | 23.5 | 0 | 0 | 0 | 0
4194 | 0 | 0 | 3.54 | -0.93 | 1.01 | 9.12 | 0 | 7.6 | 2.28 | 0 | 0 | 0 | 0 | 0 | 0 | 0 | 0 | 0 | 0 | 7.6 | 0 | 0 | 0 | 0
4194 | 27.92 | 2.53 | 13.05 | -3.42 | 1.01 | 33.6 | 1 | 28 | 8.4 | 0 | 0 | 0 | 0 | 0 | 0 | 0 | 0 | 0 | 0 | 28 | 0 | 0 | 0 | 0
4194 | 27.92 | 8.12 | 13.05 | -3.42 | 1.01 | 33.6 | 1 | 28 | 8.4 | 0 | 0 | 0 | 0 | 0 | 0 | 0 | 0 | 0 | 0 | 28 | 0 | 0 | 0 | 0
4194 | 27.92 | 3.75 | 13.05 | -3.42 | 1.01 | 33.6 | 1 | 28 | 8.4 | 0 | 0 | 0 | 0 | 0 | 0 | 0 | 0 | 0 | 0 | 28 | 0 | 0 | 0 | 0
4194 | 0 | 0 | 13.05 | -3.42 | 1.01 | 33.6 | 0 | 28 | 8.4 | 0 | 0 | 0 | 0 | 0 | 0 | 0 | 0 | 0 | 0 | 28 | 0 | 0 | 0 | 0
4194 | 27.92 | 3.29 | 13.05 | -3.42 | 1.01 | 33.6 | 1 | 28 | 8.4 | 0 | 0 | 0 | 0 | 0 | 0 | 0 | 0 | 0 | 0 | 28 | 0 | 0 | 0 | 0
4194 | 0 | 0 | 13.05 | -3.42 | 1.01 | 33.6 | 0 | 28 | 8.4 | 0 | 0 | 0 | 0 | 0 | 0 | 0 | 0 | 0 | 0 | 28 | 0 | 0 | 0 | 0
4020 | 135 | 26.12 | 38.34 | -25.92 | 1.01 | 216 | 1 | 135 | 135 | 0 | 0 | 0 | 0 | 0 | 0 | 0 | 0 | 0 | 0 | 180 | 0 | 0 | 0 | 0
4190 | 131.43 | 37.25 | 67.09 | -14.63 | 1.04 | 158.16 | 1 | 131.8 | 39.54 | 0 | 0 | 0 | 0 | 0 | 0 | 0 | 0 | 0 | 0 | 131.8 | 0 | 0 | 0 | 0
4190 | 123.76 | 34.12 | 67.09 | -14.63 | 1.04 | 158.16 | 1 | 131.8 | 39.54 | 0 | 0 | 0 | 0 | 0 | 0 | 0 | 0 | 0 | 0 | 131.8 | 0 | 0 | 0 | 0
4026 | 0 | 0 | 17.1 | -3.73 | 1 | 40.32 | 0 | 33.6 | 10.08 | 0 | 0 | 0 | 0 | 0 | 0 | 0 | 0 | 0 | 0 | 33.6 | 0 | 0 | 0 | 0
4026 | 10.21 | -3.73 | 17.1 | -3.73 | 1 | 40.32 | 1 | 33.6 | 10.08 | 0 | 0 | 0 | 0 | 0 | 0 | 0 | 0 | 0 | 0 | 33.6 | 0 | 0 | 0 | 0
4026 | 10.21 | -3.73 | 17.1 | -3.73 | 1 | 40.32 | 1 | 33.6 | 10.08 | 0 | 0 | 0 | 0 | 0 | 0 | 0 | 0 | 0 | 0 | 33.6 | 0 | 0 | 0 | 0
4026 | 10.21 | -3.73 | 17.1 | -3.73 | 1 | 40.32 | 1 | 33.6 | 10.08 | 0 | 0 | 0 | 0 | 0 | 0 | 0 | 0 | 0 | 0 | 33.6 | 0 | 0 | 0 | 0
4026 | 0 | 0 | 34.2 | -7.46 | 1 | 80.64 | 0 | 67.2 | 20.16 | 0 | 0 | 0 | 0 | 0 | 0 | 0 | 0 | 0 | 0 | 67.2 | 0 | 0 | 0 | 0
4026 | 0 | 0 | 33.59 | -7.33 | 1 | 79.2 | 0 | 66 | 19.8 | 0 | 0 | 0 | 0 | 0 | 0 | 0 | 0 | 0 | 0 | 66 | 0 | 0 | 0 | 0
4153 | 141 | 40.04 | 40.04 | -27.07 | 1.04 | 225.6 | 1 | 141 | 141 | 0 | 0 | 0 | 0 | 0 | 0 | 0 | 0 | 0 | 0 | 188 | 0 | 0 | 0 | 0
4153 | 212.4 | 60.32 | 60.32 | -40.78 | 1.04 | 339.84 | 1 | 212.4 | 212.4 | 0 | 0 | 0 | 0 | 0 | 0 | 0 | 0 | 0 | 0 | 283.2 | 0 | 0 | 0 | 0
4181 | 197.22 | 68.62 | 100.66 | -21.95 | 1.03 | 237.32 | 1 | 197.77 | 59.33 | 0 | 0 | 0 | 0 | 0 | 0 | 0 | 0 | 0 | 0 | 197.77 | 0 | 0 | 0 | 0
4181 | 87.79 | 28.72 | 100.66 | -21.95 | 1.03 | 237.32 | 1 | 197.77 | 59.33 | 0 | 0 | 0 | 0 | 0 | 0 | 0 | 0 | 0 | 0 | 197.77 | 0 | 0 | 0 | 0
4181 | 112.46 | 27.68 | 100.66 | -21.95 | 1.03 | 237.32 | 1 | 197.77 | 59.33 | 0 | 0 | 0 | 0 | 0 | 0 | 0 | 0 | 0 | 0 | 197.77 | 0 | 0 | 0 | 0
4181 | 0 | 0 | 4.58 | -1 | 1.03 | 10.8 | 0 | 9 | 2.7 | 0 | 0 | 0 | 0 | 0 | 0 | 0 | 0 | 0 | 0 | 9 | 0 | 0 | 0 | 0
4010 | 150.75 | -28.94 | 42.81 | -28.94 | 1 | 241.2 | 1 | 150.75 | 150.75 | 0 | 0 | 0 | 0 | 0 | 0 | 0 | 0 | 0 | 0 | 201 | 0 | 0 | 0 | 0
4101 | 112.5 | 8.16 | 31.95 | -21.6 | 1.04 | 180 | 1 | 112.5 | 112.5 | 0 | 0 | 0 | 0 | 0 | 0 | 0 | 0 | 0 | 0 | 150 | 0 | 0 | 0 | 0
4181 | 150.07 | 42.62 | 42.62 | -28.81 | 1.04 | 240.12 | 1 | 150.07 | 150.07 | 0 | 0 | 0 | 0 | 0 | 0 | 0 | 0 | 0 | 0 | 200.1 | 0 | 0 | 0 | 0
4193 | 152.25 | 43.24 | 43.24 | -29.23 | 1.03 | 243.6 | 1 | 152.25 | 152.25 | 0 | 0 | 0 | 0 | 0 | 0 | 0 | 0 | 0 | 0 | 203 | 0 | 0 | 0 | 0
4193 | 74.79 | 21.27 | 38.17 | -8.33 | 1.02 | 90 | 1 | 75 | 22.5 | 0 | 0 | 0 | 0 | 0 | 0 | 0 | 0 | 0 | 0 | 75 | 0 | 0 | 0 | 0
4193 | 183.26 | 21.27 | 93.54 | -20.4 | 1.02 | 220.52 | 1 | 183.77 | 55.13 | 0 | 0 | 0 | 0 | 0 | 0 | 0 | 0 | 0 | 0 | 183.77 | 0 | 0 | 0 | 0
4193 | 0 | 0 | 12.22 | -2.66 | 1.02 | 28.8 | 0 | 24 | 7.2 | 0 | 0 | 0 | 0 | 0 | 0 | 0 | 0 | 0 | 0 | 24 | 0 | 0 | 0 | 0
4193 | 60.83 | 21.27 | 31.05 | -6.77 | 1.02 | 73.2 | 1 | 61 | 18.3 | 0 | 0 | 0 | 0 | 0 | 0 | 0 | 0 | 0 | 0 | 61 | 0 | 0 | 0 | 0
4193 | 10.37 | 5.29 | 5.29 | -1.15 | 1.02 | 12.48 | 1 | 10.4 | 3.12 | 0 | 0 | 0 | 0 | 0 | 0 | 0 | 0 | 0 | 0 | 10.4 | 0 | 0 | 0 | 0
4193 | 136.48 | 21.27 | 135.9 | -29.64 | 1.02 | 320.4 | 1 | 267 | 80.1 | 0 | 0 | 0 | 0 | 0 | 0 | 0 | 0 | 0 | 0 | 267 | 0 | 0 | 0 | 0
4193 | 155.9 | 21.27 | 135.9 | -29.64 | 1.02 | 320.4 | 1 | 267 | 80.1 | 0 | 0 | 0 | 0 | 0 | 0 | 0 | 0 | 0 | 0 | 267 | 0 | 0 | 0 | 0
4193 | 155.9 | 21.27 | 135.9 | -29.64 | 1.02 | 320.4 | 1 | 267 | 80.1 | 0 | 0 | 0 | 0 | 0 | 0 | 0 | 0 | 0 | 0 | 267 | 0 | 0 | 0 | 0
4193 | 183.26 | 21.27 | 93.54 | -20.4 | 1.02 | 220.52 | 1 | 183.77 | 55.13 | 0 | 0 | 0 | 0 | 0 | 0 | 0 | 0 | 0 | 0 | 183.77 | 0 | 0 | 0 | 0
4193 | 183.26 | 21.27 | 93.54 | -20.4 | 1.02 | 220.52 | 1 | 183.77 | 55.13 | 0 | 0 | 0 | 0 | 0 | 0 | 0 | 0 | 0 | 0 | 183.77 | 0 | 0 | 0 | 0
4194 | 151.2 | 42.94 | 42.94 | -29.03 | 1.02 | 241.92 | 1 | 151.2 | 151.2 | 0 | 0 | 0 | 0 | 0 | 0 | 0 | 0 | 0 | 0 | 201.6 | 0 | 0 | 0 | 0
4147 | 69 | -13.25 | 19.6 | -13.25 | 1 | 110.4 | 1 | 69 | 69 | 0 | 0 | 0 | 0 | 0 | 0 | 0 | 0 | 0 | 0 | 92 | 0 | 0 | 0 | 0
2057 | 90 | -11.79 | 25.56 | -17.28 | 1 | 144 | 1 | 90 | 90 | 0 | 0 | 0 | 0 | 0 | 0 | 0 | 0 | 0 | 0 | 120 | 0 | 0 | 0 | 0
5022 | 0 | 0 | 2.44 | -0.53 | 1.04 | 5.76 | 0 | 4.8 | 1.44 | 0 | 0 | 0 | 0 | 0 | 0 | 0 | 0 | 0 | 0 | 4.8 | 0 | 0 | 0 | 0
5385 | 0 | 0 | 2.14 | -0.47 | 1.02 | 5.04 | 0 | 4.2 | 1.26 | 0 | 0 | 0 | 0 | 0 | 0 | 0 | 0 | 0 | 0 | 4.2 | 0 | 0 | 0 | 0
5385 | 0 | 0 | 3.26 | -0.71 | 1.02 | 7.68 | 0 | 6.4 | 1.92 | 0 | 0 | 0 | 0 | 0 | 0 | 0 | 0 | 0 | 0 | 6.4 | 0 | 0 | 0 | 0
5037 | 93.74 | 76.29 | 157.01 | -34.24 | 1.02 | 370.16 | 1 | 308.47 | 92.54 | 0 | 0 | 0 | 0 | 0 | 0 | 0 | 0 | 0 | 0 | 308.47 | 0 | 0 | 0 | 0
5385 | 93.74 | 74.11 | 157.01 | -34.24 | 1.02 | 370.16 | 1 | 308.47 | 92.54 | 0 | 0 | 0 | 0 | 0 | 0 | 0 | 0 | 0 | 0 | 308.47 | 0 | 0 | 0 | 0
5385 | 93.74 | 157.01 | 157.01 | -34.24 | 1.02 | 370.16 | 1 | 308.47 | 92.54 | 0 | 0 | 0 | 0 | 0 | 0 | 0 | 0 | 0 | 0 | 308.47 | 0 | 0 | 0 | 0
5385 | 93.74 | 55.86 | 157.01 | -34.24 | 1.02 | 370.16 | 1 | 308.47 | 92.54 | 0 | 0 | 0 | 0 | 0 | 0 | 0 | 0 | 0 | 0 | 308.47 | 0 | 0 | 0 | 0
5385 | 93.74 | 80.68 | 157.01 | -34.24 | 1.02 | 370.16 | 1 | 308.47 | 92.54 | 0 | 0 | 0 | 0 | 0 | 0 | 0 | 0 | 0 | 0 | 308.47 | 0 | 0 | 0 | 0
5385 | 93.74 | 69.22 | 157.01 | -34.24 | 1.02 | 370.16 | 1 | 308.47 | 92.54 | 0 | 0 | 0 | 0 | 0 | 0 | 0 | 0 | 0 | 0 | 308.47 | 0 | 0 | 0 | 0
8129 | 84.46 | 43.11 | 43.11 | -9.4 | 1.02 | 101.64 | 1 | 84.7 | 25.41 | 0 | 0 | 0 | 0 | 0 | 0 | 0 | 0 | 0 | 0 | 84.7 | 0 | 0 | 0 | 0
5057 | 0 | 0 | 161.53 | -35.23 | 1 | 380.82 | 0 | 317.35 | 95.2 | 0 | 0 | 0 | 0 | 0 | 0 | 0 | 0 | 0 | 0 | 317.35 | 0 | 0 | 0 | 0
5057 | 251.16 | -12.74 | 161.53 | -35.23 | 1 | 380.82 | 1 | 317.35 | 95.2 | 0 | 0 | 0 | 0 | 0 | 0 | 0 | 0 | 0 | 0 | 317.35 | 0 | 0 | 0 | 0
5067 | 10.57 | 5.4 | 5.4 | -1.18 | 1.03 | 12.72 | 1 | 10.6 | 3.18 | 0 | 0 | 0 | 0 | 0 | 0 | 0 | 0 | 0 | 0 | 10.6 | 0 | 0 | 0 | 0
5067 | 0 | 0 | 0.92 | -0.2 | 1.03 | 2.16 | 0 | 1.8 | 0.54 | 0 | 0 | 0 | 0 | 0 | 0 | 0 | 0 | 0 | 0 | 1.8 | 0 | 0 | 0 | 0
5067 | 437.05 | 194.05 | 223.08 | -48.65 | 1.03 | 525.92 | 1 | 438.27 | 131.48 | 0 | 0 | 0 | 0 | 0 | 0 | 0 | 0 | 0 | 0 | 438.27 | 0 | 0 | 0 | 0
5067 | 437.05 | 183.38 | 223.08 | -48.65 | 1.03 | 525.92 | 1 | 438.27 | 131.48 | 0 | 0 | 0 | 0 | 0 | 0 | 0 | 0 | 0 | 0 | 438.27 | 0 | 0 | 0 | 0
5067 | 437.05 | 172.2 | 223.08 | -48.65 | 1.03 | 525.92 | 1 | 438.27 | 131.48 | 0 | 0 | 0 | 0 | 0 | 0 | 0 | 0 | 0 | 0 | 438.27 | 0 | 0 | 0 | 0
5439 | 0 | 0 | 47.57 | -2.05 | 1.01 | 50.16 | 0 | 123.9 | 0 | 0 | 0 | 0 | 0 | 0 | 0 | 0 | 0 | 0 | 0 | 41.8 | 0 | 0 | 0 | 0
5422 | 0 | 0 | 5.03 | -1.32 | 1.04 | 12.96 | 0 | 10.8 | 3.24 | 0 | 0 | 0 | 0 | 0 | 0 | 0 | 0 | 0 | 0 | 10.8 | 0 | 0 | 0 | 0
5422 | 0 | 0 | 2.66 | -0.7 | 1.04 | 6.84 | 0 | 5.7 | 1.71 | 0 | 0 | 0 | 0 | 0 | 0 | 0 | 0 | 0 | 0 | 5.7 | 0 | 0 | 0 | 0
5175 | 126.15 | 64.39 | 64.39 | -14.04 | 1.04 | 151.8 | 1 | 126.5 | 37.95 | 0 | 0 | 0 | 0 | 0 | 0 | 0 | 0 | 0 | 0 | 126.5 | 0 | 0 | 0 | 0
5175 | 1.6 | 0.81 | 0.81 | -0.18 | 1.04 | 1.92 | 1 | 1.6 | 0.48 | 0 | 0 | 0 | 0 | 0 | 0 | 0 | 0 | 0 | 0 | 1.6 | 0 | 0 | 0 | 0
5005 | 45 | -8.64 | 12.78 | -8.64 | 1 | 72 | 1 | 45 | 45 | 0 | 0 | 0 | 0 | 0 | 0 | 0 | 0 | 0 | 0 | 60 | 0 | 0 | 0 | 0
5057 | 112.5 | -21.6 | 31.95 | -21.6 | 1 | 180 | 1 | 112.5 | 112.5 | 0 | 0 | 0 | 0 | 0 | 0 | 0 | 0 | 0 | 0 | 150 | 0 | 0 | 0 | 0
5206 | 207.1 | 35.14 | 126.57 | -27.6 | 1.01 | 298.4 | 1 | 248.67 | 74.6 | 0 | 0 | 0 | 0 | 0 | 0 | 0 | 0 | 0 | 0 | 248.67 | 0 | 0 | 0 | 0
5206 | 180.01 | 63 | 126.57 | -27.6 | 1.01 | 298.4 | 1 | 248.67 | 74.6 | 0 | 0 | 0 | 0 | 0 | 0 | 0 | 0 | 0 | 0 | 248.67 | 0 | 0 | 0 | 0
5206 | 180.01 | 50.47 | 126.57 | -27.6 | 1.01 | 298.4 | 1 | 248.67 | 74.6 | 0 | 0 | 0 | 0 | 0 | 0 | 0 | 0 | 0 | 0 | 248.67 | 0 | 0 | 0 | 0
2057 | 168.75 | -32.4 | 47.93 | -32.4 | 1 | 270 | 1 | 168.75 | 168.75 | 0 | 0 | 0 | 0 | 0 | 0 | 0 | 0 | 0 | 0 | 225 | 0 | 0 | 0 | 0
3048 | 112.5 | -21.6 | 31.95 | -21.6 | 1 | 180 | 1 | 112.5 | 112.5 | 0 | 0 | 0 | 0 | 0 | 0 | 0 | 0 | 0 | 0 | 150 | 0 | 0 | 0 | 0
5262 | 1211.61 | 56.27 | 447.12 | -99.63 | 1.01 | 1458 | 1 | 1215 | 364.5 | 0 | 0 | 0 | 0 | 0 | 0 | 0 | 0 | 0 | 0 | 1215 | 0 | 0 | 0 | 0
5262 | 1023.98 | 51.46 | 447.12 | -99.63 | 1.01 | 1458 | 1 | 1215 | 364.5 | 0 | 0 | 0 | 0 | 0 | 0 | 0 | 0 | 0 | 0 | 1215 | 0 | 0 | 0 | 0
5281 | 266.98 | -29.72 | 136.28 | -29.72 | 1 | 321.28 | 1 | 267.73 | 80.32 | 0 | 0 | 0 | 0 | 0 | 0 | 0 | 0 | 0 | 0 | 267.73 | 0 | 0 | 0 | 0
5281 | 266.98 | -29.72 | 136.28 | -29.72 | 1 | 321.28 | 1 | 267.73 | 80.32 | 0 | 0 | 0 | 0 | 0 | 0 | 0 | 0 | 0 | 0 | 267.73 | 0 | 0 | 0 | 0
5281 | 0 | 0 | 136.28 | -29.72 | 1 | 321.28 | 0 | 267.73 | 80.32 | 0 | 0 | 0 | 0 | 0 | 0 | 0 | 0 | 0 | 0 | 267.73 | 0 | 0 | 0 | 0
5444 | 0 | 0 | 1.63 | -0.36 | 1.04 | 3.84 | 0 | 3.2 | 0.96 | 0 | 0 | 0 | 0 | 0 | 0 | 0 | 0 | 0 | 0 | 3.2 | 0 | 0 | 0 | 0
5444 | 114.68 | 58.53 | 58.53 | -12.76 | 1.04 | 138 | 1 | 115 | 34.5 | 0 | 0 | 0 | 0 | 0 | 0 | 0 | 0 | 0 | 0 | 115 | 0 | 0 | 0 | 0
5444 | 114.68 | 58.53 | 58.53 | -12.76 | 1.04 | 138 | 1 | 115 | 34.5 | 0 | 0 | 0 | 0 | 0 | 0 | 0 | 0 | 0 | 0 | 115 | 0 | 0 | 0 | 0
5444 | 114.68 | 58.53 | 58.53 | -12.76 | 1.04 | 138 | 1 | 115 | 34.5 | 0 | 0 | 0 | 0 | 0 | 0 | 0 | 0 | 0 | 0 | 115 | 0 | 0 | 0 | 0
5444 | 82.47 | 42.09 | 42.09 | -9.18 | 1.04 | 99.24 | 1 | 82.7 | 24.81 | 0 | 0 | 0 | 0 | 0 | 0 | 0 | 0 | 0 | 0 | 82.7 | 0 | 0 | 0 | 0
5302 | 462.46 | 175.61 | 236.05 | -51.48 | 1.04 | 556.5 | 1 | 463.75 | 139.13 | 0 | 0 | 0 | 0 | 0 | 0 | 0 | 0 | 0 | 0 | 463.75 | 0 | 0 | 0 | 0
5444 | 462.46 | 229.47 | 236.05 | -51.48 | 1.04 | 556.5 | 1 | 463.75 | 139.13 | 0 | 0 | 0 | 0 | 0 | 0 | 0 | 0 | 0 | 0 | 463.75 | 0 | 0 | 0 | 0
5319 | 79.86 | 9.76 | 133.77 | -29.17 | 1.01 | 315.36 | 1 | 262.8 | 78.84 | 0 | 0 | 0 | 0 | 0 | 0 | 0 | 0 | 0 | 0 | 262.8 | 0 | 0 | 0 | 0
5262 | 0 | 0 | 133.77 | -29.17 | 1.01 | 315.36 | 0 | 262.8 | 78.84 | 0 | 0 | 0 | 0 | 0 | 0 | 0 | 0 | 0 | 0 | 262.8 | 0 | 0 | 0 | 0
5262 | 79.86 | 10.07 | 133.77 | -29.17 | 1.01 | 315.36 | 1 | 262.8 | 78.84 | 0 | 0 | 0 | 0 | 0 | 0 | 0 | 0 | 0 | 0 | 262.8 | 0 | 0 | 0 | 0
5323 | 283.28 | 144.59 | 144.59 | -31.53 | 1.04 | 340.88 | 1 | 284.07 | 85.22 | 0 | 0 | 0 | 0 | 0 | 0 | 0 | 0 | 0 | 0 | 284.07 | 0 | 0 | 0 | 0
5323 | 283.28 | 144.59 | 144.59 | -31.53 | 1.04 | 340.88 | 1 | 284.07 | 85.22 | 0 | 0 | 0 | 0 | 0 | 0 | 0 | 0 | 0 | 0 | 284.07 | 0 | 0 | 0 | 0
5323 | 283.28 | 144.59 | 144.59 | -31.53 | 1.04 | 340.88 | 1 | 284.07 | 85.22 | 0 | 0 | 0 | 0 | 0 | 0 | 0 | 0 | 0 | 0 | 284.07 | 0 | 0 | 0 | 0
5307 | 8.4 | 3.2 | 3.2 | -0.14 | 1.04 | 3.36 | 1 | 8.4 | 8.4 | 0 | 0 | 0 | 0 | 0 | 0 | 0 | 0 | 0 | 0 | 2.8 | 0 | 0 | 0 | 0
5307 | 207.5 | 69.11 | 79.67 | -3.43 | 1.04 | 84 | 1 | 207.5 | 207.5 | 0 | 0 | 0 | 0 | 0 | 0 | 0 | 0 | 0 | 0 | 70 | 0 | 0 | 0 | 0
5360 | 1005.19 | -25.85 | 469.73 | -122.98 | 1.01 | 1209.6 | 1 | 1008 | 302.4 | 0 | 0 | 0 | 0 | 0 | 0 | 0 | 0 | 0 | 0 | 1008 | 0 | 0 | 0 | 0
5364 | 10.37 | -1.15 | 5.29 | -1.15 | 1 | 12.48 | 1 | 10.4 | 3.12 | 0 | 0 | 0 | 0 | 0 | 0 | 0 | 0 | 0 | 0 | 10.4 | 0 | 0 | 0 | 0
5364 | 212.73 | -22.03 | 108.59 | -23.68 | 1 | 256 | 1 | 213.33 | 64 | 0 | 0 | 0 | 0 | 0 | 0 | 0 | 0 | 0 | 0 | 213.33 | 0 | 0 | 0 | 0
5364 | 212.73 | -8.45 | 108.59 | -23.68 | 1 | 256 | 1 | 213.33 | 64 | 0 | 0 | 0 | 0 | 0 | 0 | 0 | 0 | 0 | 0 | 213.33 | 0 | 0 | 0 | 0
5364 | 212.73 | -7.41 | 108.59 | -23.68 | 1 | 256 | 1 | 213.33 | 64 | 0 | 0 | 0 | 0 | 0 | 0 | 0 | 0 | 0 | 0 | 213.33 | 0 | 0 | 0 | 0
5364 | 212.73 | -7.26 | 108.59 | -23.68 | 1 | 256 | 1 | 213.33 | 64 | 0 | 0 | 0 | 0 | 0 | 0 | 0 | 0 | 0 | 0 | 213.33 | 0 | 0 | 0 | 0
5364 | 212.73 | -13.71 | 108.59 | -23.68 | 1 | 256 | 1 | 213.33 | 64 | 0 | 0 | 0 | 0 | 0 | 0 | 0 | 0 | 0 | 0 | 213.33 | 0 | 0 | 0 | 0
5364 | 212.73 | -6.79 | 108.59 | -23.68 | 1 | 256 | 1 | 213.33 | 64 | 0 | 0 | 0 | 0 | 0 | 0 | 0 | 0 | 0 | 0 | 213.33 | 0 | 0 | 0 | 0
5382 | 63.51 | 106.38 | 106.38 | -23.2 | 1.04 | 250.8 | 1 | 209 | 62.7 | 0 | 0 | 0 | 0 | 0 | 0 | 0 | 0 | 0 | 0 | 209 | 0 | 0 | 0 | 0
5382 | 63.51 | 106.38 | 106.38 | -23.2 | 1.04 | 250.8 | 1 | 209 | 62.7 | 0 | 0 | 0 | 0 | 0 | 0 | 0 | 0 | 0 | 0 | 209 | 0 | 0 | 0 | 0
3048 | 124.2 | 35.27 | 35.27 | -23.85 | 1.04 | 198.72 | 1 | 124.2 | 124.2 | 0 | 0 | 0 | 0 | 0 | 0 | 0 | 0 | 0 | 0 | 165.6 | 0 | 0 | 0 | 0
5262 | 89.15 | 45.5 | 45.5 | -9.92 | 1.03 | 107.28 | 1 | 89.4 | 26.82 | 0 | 0 | 0 | 0 | 0 | 0 | 0 | 0 | 0 | 0 | 89.4 | 0 | 0 | 0 | 0
5262 | 77.23 | 45.5 | 45.5 | -9.92 | 1.03 | 107.28 | 1 | 89.4 | 26.82 | 0 | 0 | 0 | 0 | 0 | 0 | 0 | 0 | 0 | 0 | 89.4 | 0 | 0 | 0 | 0
5262 | 84.77 | 45.5 | 45.5 | -9.92 | 1.03 | 107.28 | 1 | 89.4 | 26.82 | 0 | 0 | 0 | 0 | 0 | 0 | 0 | 0 | 0 | 0 | 89.4 | 0 | 0 | 0 | 0
5262 | 89.15 | 45.5 | 45.5 | -9.92 | 1.03 | 107.28 | 1 | 89.4 | 26.82 | 0 | 0 | 0 | 0 | 0 | 0 | 0 | 0 | 0 | 0 | 89.4 | 0 | 0 | 0 | 0
5415 | 121.66 | -11.4 | 62.1 | -13.54 | 1 | 146.4 | 1 | 122 | 36.6 | 0 | 0 | 0 | 0 | 0 | 0 | 0 | 0 | 0 | 0 | 122 | 0 | 0 | 0 | 0
3048 | 121.66 | -10.89 | 62.1 | -13.54 | 1 | 146.4 | 1 | 122 | 36.6 | 0 | 0 | 0 | 0 | 0 | 0 | 0 | 0 | 0 | 0 | 122 | 0 | 0 | 0 | 0
3048 | 121.66 | -12.52 | 62.1 | -13.54 | 1 | 146.4 | 1 | 122 | 36.6 | 0 | 0 | 0 | 0 | 0 | 0 | 0 | 0 | 0 | 0 | 122 | 0 | 0 | 0 | 0
3048 | 118.47 | -13.19 | 60.47 | -13.19 | 1 | 142.56 | 1 | 118.8 | 35.64 | 0 | 0 | 0 | 0 | 0 | 0 | 0 | 0 | 0 | 0 | 118.8 | 0 | 0 | 0 | 0
3048 | 118.47 | -13.19 | 60.47 | -13.19 | 1 | 142.56 | 1 | 118.8 | 35.64 | 0 | 0 | 0 | 0 | 0 | 0 | 0 | 0 | 0 | 0 | 118.8 | 0 | 0 | 0 | 0
5422 | 12.37 | -1.38 | 6.31 | -1.38 | 1 | 14.88 | 1 | 12.4 | 3.72 | 0 | 0 | 0 | 0 | 0 | 0 | 0 | 0 | 0 | 0 | 12.4 | 0 | 0 | 0 | 0
5422 | 0 | 0 | 1.63 | -0.36 | 1 | 3.84 | 0 | 3.2 | 0.96 | 0 | 0 | 0 | 0 | 0 | 0 | 0 | 0 | 0 | 0 | 3.2 | 0 | 0 | 0 | 0
5444 | 0 | 0 | 147.1 | -32.08 | 1.01 | 346.8 | 0 | 289 | 86.7 | 0 | 0 | 0 | 0 | 0 | 0 | 0 | 0 | 0 | 0 | 289 | 0 | 0 | 0 | 0
5444 | 0 | 0 | 147.1 | -32.08 | 1.01 | 346.8 | 0 | 289 | 86.7 | 0 | 0 | 0 | 0 | 0 | 0 | 0 | 0 | 0 | 0 | 289 | 0 | 0 | 0 | 0
5444 | 0 | 0 | 147.1 | -32.08 | 1.01 | 346.8 | 0 | 289 | 86.7 | 0 | 0 | 0 | 0 | 0 | 0 | 0 | 0 | 0 | 0 | 289 | 0 | 0 | 0 | 0
5444 | 288.19 | 19.06 | 147.1 | -32.08 | 1.01 | 346.8 | 1 | 289 | 86.7 | 0 | 0 | 0 | 0 | 0 | 0 | 0 | 0 | 0 | 0 | 289 | 0 | 0 | 0 | 0
5444 | 288.19 | 19.06 | 147.1 | -32.08 | 1.01 | 346.8 | 1 | 289 | 86.7 | 0 | 0 | 0 | 0 | 0 | 0 | 0 | 0 | 0 | 0 | 289 | 0 | 0 | 0 | 0
5444 | 0 | 0 | 147.1 | -32.08 | 1.01 | 346.8 | 0 | 289 | 86.7 | 0 | 0 | 0 | 0 | 0 | 0 | 0 | 0 | 0 | 0 | 289 | 0 | 0 | 0 | 0
5444 | 140.91 | 19.06 | 71.92 | -15.68 | 1.01 | 169.56 | 1 | 141.3 | 42.39 | 0 | 0 | 0 | 0 | 0 | 0 | 0 | 0 | 0 | 0 | 141.3 | 0 | 0 | 0 | 0
5444 | 140.91 | 19.06 | 71.92 | -15.68 | 1.01 | 169.56 | 1 | 141.3 | 42.39 | 0 | 0 | 0 | 0 | 0 | 0 | 0 | 0 | 0 | 0 | 141.3 | 0 | 0 | 0 | 0
6349 | 212.41 | 77.37 | 108.42 | -23.64 | 1.04 | 255.6 | 1 | 213 | 63.9 | 0 | 0 | 0 | 0 | 0 | 0 | 0 | 0 | 0 | 0 | 213 | 0 | 0 | 0 | 0
6349 | 0 | 0 | 216.83 | -47.29 | 1.04 | 511.2 | 0 | 426 | 127.8 | 0 | 0 | 0 | 0 | 0 | 0 | 0 | 0 | 0 | 0 | 426 | 0 | 0 | 0 | 0
6349 | 197.78 | 67.78 | 100.95 | -22.01 | 1.04 | 238 | 1 | 198.33 | 59.5 | 0 | 0 | 0 | 0 | 0 | 0 | 0 | 0 | 0 | 0 | 198.33 | 0 | 0 | 0 | 0
6349 | 197.78 | 42.18 | 100.95 | -22.01 | 1.04 | 238 | 1 | 198.33 | 59.5 | 0 | 0 | 0 | 0 | 0 | 0 | 0 | 0 | 0 | 0 | 198.33 | 0 | 0 | 0 | 0
6349 | 197.78 | 57.22 | 100.95 | -22.01 | 1.04 | 238 | 1 | 198.33 | 59.5 | 0 | 0 | 0 | 0 | 0 | 0 | 0 | 0 | 0 | 0 | 198.33 | 0 | 0 | 0 | 0
6349 | 0 | 20.48 | 20.48 | -0.88 | 1.04 | 21.6 | 1 | 0 | 0 | 0 | 0 | 0 | 0 | 0 | 0 | 0 | 0 | 0 | 0 | 18 | 0 | 0 | 0 | 0
6349 | 0 | 54.26 | 122.91 | -5.29 | 1.04 | 129.6 | 1 | 0 | 0 | 0 | 0 | 0 | 0 | 0 | 0 | 0 | 0 | 0 | 0 | 108 | 0 | 0 | 0 | 0
6199 | 0 | 0 | 1.73 | -0.38 | 1.04 | 4.08 | 0 | 3.4 | 1.02 | 0 | 0 | 0 | 0 | 0 | 0 | 0 | 0 | 0 | 0 | 3.4 | 0 | 0 | 0 | 0
6199 | 0 | 0 | 4.89 | -1.07 | 1.04 | 11.52 | 0 | 9.6 | 2.88 | 0 | 0 | 0 | 0 | 0 | 0 | 0 | 0 | 0 | 0 | 9.6 | 0 | 0 | 0 | 0
6199 | 0 | 0 | 2.24 | -0.49 | 1.04 | 5.28 | 0 | 4.4 | 1.32 | 0 | 0 | 0 | 0 | 0 | 0 | 0 | 0 | 0 | 0 | 4.4 | 0 | 0 | 0 | 0
6199 | 57.24 | 29.22 | 29.22 | -6.37 | 1.04 | 68.88 | 1 | 57.4 | 17.22 | 0 | 0 | 0 | 0 | 0 | 0 | 0 | 0 | 0 | 0 | 57.4 | 0 | 0 | 0 | 0
6199 | 0 | 0 | 29.22 | -6.37 | 1.04 | 68.88 | 0 | 57.4 | 17.22 | 0 | 0 | 0 | 0 | 0 | 0 | 0 | 0 | 0 | 0 | 57.4 | 0 | 0 | 0 | 0
6199 | 57.24 | 29.22 | 29.22 | -6.37 | 1.04 | 68.88 | 1 | 57.4 | 17.22 | 0 | 0 | 0 | 0 | 0 | 0 | 0 | 0 | 0 | 0 | 57.4 | 0 | 0 | 0 | 0
6199 | 57.24 | 29.22 | 29.22 | -6.37 | 1.04 | 68.88 | 1 | 57.4 | 17.22 | 0 | 0 | 0 | 0 | 0 | 0 | 0 | 0 | 0 | 0 | 57.4 | 0 | 0 | 0 | 0
6069 | 123.82 | 49.23 | 92.32 | -20.13 | 1.03 | 217.64 | 1 | 181.37 | 54.41 | 0 | 0 | 0 | 0 | 0 | 0 | 0 | 0 | 0 | 0 | 181.37 | 0 | 0 | 0 | 0
6069 | 131.29 | 21.36 | 92.32 | -20.13 | 1.03 | 217.64 | 1 | 181.37 | 54.41 | 0 | 0 | 0 | 0 | 0 | 0 | 0 | 0 | 0 | 0 | 181.37 | 0 | 0 | 0 | 0
6069 | 105.9 | 62.98 | 92.32 | -20.13 | 1.03 | 217.64 | 1 | 181.37 | 54.41 | 0 | 0 | 0 | 0 | 0 | 0 | 0 | 0 | 0 | 0 | 181.37 | 0 | 0 | 0 | 0
6069 | 0 | 0 | 92.32 | -20.13 | 1.03 | 217.64 | 0 | 181.37 | 54.41 | 0 | 0 | 0 | 0 | 0 | 0 | 0 | 0 | 0 | 0 | 181.37 | 0 | 0 | 0 | 0
6069 | 131.29 | 37.32 | 92.32 | -20.13 | 1.03 | 217.64 | 1 | 181.37 | 54.41 | 0 | 0 | 0 | 0 | 0 | 0 | 0 | 0 | 0 | 0 | 181.37 | 0 | 0 | 0 | 0
6069 | 131.29 | 36.8 | 92.32 | -20.13 | 1.03 | 217.64 | 1 | 181.37 | 54.41 | 0 | 0 | 0 | 0 | 0 | 0 | 0 | 0 | 0 | 0 | 181.37 | 0 | 0 | 0 | 0
6078 | 477.3 | -68.73 | 262.51 | -68.73 | 1 | 676 | 1 | 563.33 | 169 | 0 | 0 | 0 | 0 | 0 | 0 | 0 | 0 | 0 | 0 | 563.33 | 0 | 0 | 0 | 0
6078 | 328.92 | -68.73 | 262.51 | -68.73 | 1 | 676 | 1 | 563.33 | 169 | 0 | 0 | 0 | 0 | 0 | 0 | 0 | 0 | 0 | 0 | 563.33 | 0 | 0 | 0 | 0
6078 | 328.92 | -68.73 | 262.51 | -68.73 | 1 | 676 | 1 | 563.33 | 169 | 0 | 0 | 0 | 0 | 0 | 0 | 0 | 0 | 0 | 0 | 563.33 | 0 | 0 | 0 | 0
6349 | 41.37 | 17.29 | 25.04 | -1.08 | 1.04 | 26.4 | 1 | 41.37 | 41.37 | 0 | 0 | 0 | 0 | 0 | 0 | 0 | 0 | 0 | 0 | 22 | 0 | 0 | 0 | 0
6349 | 65.3 | 11.97 | 25.04 | -1.08 | 1.04 | 26.4 | 1 | 65.3 | 65.3 | 0 | 0 | 0 | 0 | 0 | 0 | 0 | 0 | 0 | 0 | 22 | 0 | 0 | 0 | 0
6355 | 1.05 | 0 | 0 | 0 | 1.04 | 1.68 | 1 | 1.05 | 1.05 | 0 | 0 | 0 | 0 | 0 | 0 | 0 | 0 | 0 | 0 | 1.4 | 0 | 0 | 0 | 0
6355 | 22.5 | 0 | 0 | 0 | 1.04 | 36 | 1 | 22.5 | 22.5 | 0 | 0 | 0 | 0 | 0 | 0 | 0 | 0 | 0 | 0 | 30 | 0 | 0 | 0 | 0
6355 | 0 | 0 | 0 | 0 | 1.04 | 6.6 | 0 | 5.5 | 1.65 | 0 | 0 | 0 | 0 | 0 | 0 | 0 | 0 | 0 | 0 | 5.5 | 0 | 0 | 0 | 0
6355 | 7.95 | 0 | 0 | 0 | 1.04 | 12.72 | 1 | 7.95 | 7.95 | 0 | 0 | 0 | 0 | 0 | 0 | 0 | 0 | 0 | 0 | 10.6 | 0 | 0 | 0 | 0
6355 | 10.42 | 0 | 0 | 0 | 1.04 | 16.68 | 1 | 10.42 | 10.42 | 0 | 0 | 0 | 0 | 0 | 0 | 0 | 0 | 0 | 0 | 13.9 | 0 | 0 | 0 | 0
6355 | 30.52 | 0 | 0 | 0 | 1.04 | 48.84 | 1 | 30.52 | 30.52 | 0 | 0 | 0 | 0 | 0 | 0 | 0 | 0 | 0 | 0 | 40.7 | 0 | 0 | 0 | 0
6078 | 60.33 | 30.79 | 30.79 | -6.72 | 1.04 | 72.6 | 1 | 60.5 | 18.15 | 0 | 0 | 0 | 0 | 0 | 0 | 0 | 0 | 0 | 0 | 60.5 | 0 | 0 | 0 | 0
6078 | 60.33 | 30.79 | 30.79 | -6.72 | 1.04 | 72.6 | 1 | 60.5 | 18.15 | 0 | 0 | 0 | 0 | 0 | 0 | 0 | 0 | 0 | 0 | 60.5 | 0 | 0 | 0 | 0
6078 | 120.66 | 61.59 | 61.59 | -13.43 | 1.04 | 145.2 | 1 | 121 | 36.3 | 0 | 0 | 0 | 0 | 0 | 0 | 0 | 0 | 0 | 0 | 121 | 0 | 0 | 0 | 0
6111 | 301.18 | 100.76 | 275.22 | -72.05 | 1.04 | 708.72 | 1 | 590.6 | 177.18 | 0 | 0 | 0 | 0 | 0 | 0 | 0 | 0 | 0 | 0 | 590.6 | 0 | 0 | 0 | 0
6111 | 293.63 | 101.78 | 308.26 | -80.7 | 1.04 | 793.8 | 1 | 661.5 | 198.45 | 0 | 0 | 0 | 0 | 0 | 0 | 0 | 0 | 0 | 0 | 661.5 | 0 | 0 | 0 | 0
6147 | 0 | 0 | 4.28 | -0.93 | 1.03 | 10.08 | 0 | 8.4 | 2.52 | 0 | 0 | 0 | 0 | 0 | 0 | 0 | 0 | 0 | 0 | 8.4 | 0 | 0 | 0 | 0
6147 | 322.85 | 38.03 | 227.01 | -49.51 | 1.03 | 535.2 | 1 | 446 | 133.8 | 0 | 0 | 0 | 0 | 0 | 0 | 0 | 0 | 0 | 0 | 446 | 0 | 0 | 0 | 0
6147 | 322.85 | 39.39 | 227.01 | -49.51 | 1.03 | 535.2 | 1 | 446 | 133.8 | 0 | 0 | 0 | 0 | 0 | 0 | 0 | 0 | 0 | 0 | 446 | 0 | 0 | 0 | 0
6147 | 283.22 | 42.7 | 474.39 | -103.45 | 1.03 | 1118.4 | 1 | 932 | 279.6 | 0 | 0 | 0 | 0 | 0 | 0 | 0 | 0 | 0 | 0 | 932 | 0 | 0 | 0 | 0
6147 | 0 | 0 | 367.5 | -80.14 | 1.03 | 866.4 | 0 | 722 | 216.6 | 0 | 0 | 0 | 0 | 0 | 0 | 0 | 0 | 0 | 0 | 722 | 0 | 0 | 0 | 0
6147 | 219.4 | 127.84 | 367.5 | -80.14 | 1.03 | 866.4 | 1 | 722 | 216.6 | 0 | 0 | 0 | 0 | 0 | 0 | 0 | 0 | 0 | 0 | 722 | 0 | 0 | 0 | 0
6164 | 71.43 | 38.3 | 119.64 | -26.09 | 1.03 | 282.06 | 1 | 235.05 | 70.52 | 0 | 0 | 0 | 0 | 0 | 0 | 0 | 0 | 0 | 0 | 235.05 | 0 | 0 | 0 | 0
6164 | 71.43 | 33.99 | 119.64 | -26.09 | 1.03 | 282.06 | 1 | 235.05 | 70.52 | 0 | 0 | 0 | 0 | 0 | 0 | 0 | 0 | 0 | 0 | 235.05 | 0 | 0 | 0 | 0
6164 | 71.43 | 82 | 119.64 | -26.09 | 1.03 | 282.06 | 1 | 235.05 | 70.52 | 0 | 0 | 0 | 0 | 0 | 0 | 0 | 0 | 0 | 0 | 235.05 | 0 | 0 | 0 | 0
6164 | 71.43 | 43.72 | 119.64 | -26.09 | 1.03 | 282.06 | 1 | 235.05 | 70.52 | 0 | 0 | 0 | 0 | 0 | 0 | 0 | 0 | 0 | 0 | 235.05 | 0 | 0 | 0 | 0
6349 | 177.9 | 19.45 | 68.29 | -2.94 | 1.04 | 72 | 1 | 177.9 | 177.9 | 0 | 0 | 0 | 0 | 0 | 0 | 0 | 0 | 0 | 0 | 60 | 0 | 0 | 0 | 0
6214 | 552.3 | 55.54 | 212.06 | -9.13 | 1.04 | 223.6 | 1 | 552.3 | 552.3 | 0 | 0 | 0 | 0 | 0 | 0 | 0 | 0 | 0 | 0 | 186.33 | 0 | 0 | 0 | 0
6349 | 552.3 | 99.93 | 212.06 | -9.13 | 1.04 | 223.6 | 1 | 552.3 | 552.3 | 0 | 0 | 0 | 0 | 0 | 0 | 0 | 0 | 0 | 0 | 186.33 | 0 | 0 | 0 | 0
6349 | 552.3 | 58.81 | 212.06 | -9.13 | 1.04 | 223.6 | 1 | 552.3 | 552.3 | 0 | 0 | 0 | 0 | 0 | 0 | 0 | 0 | 0 | 0 | 186.33 | 0 | 0 | 0 | 0
7406 | 60.83 | 18.83 | 31.05 | -6.77 | 1.04 | 73.2 | 1 | 61 | 18.3 | 0 | 0 | 0 | 0 | 0 | 0 | 0 | 0 | 0 | 0 | 61 | 0 | 0 | 0 | 0
7406 | 182.49 | 45.89 | 93.15 | -20.31 | 1.04 | 219.6 | 1 | 183 | 54.9 | 0 | 0 | 0 | 0 | 0 | 0 | 0 | 0 | 0 | 0 | 183 | 0 | 0 | 0 | 0
7406 | 297.17 | 55.72 | 151.68 | -33.08 | 1.04 | 357.6 | 1 | 298 | 89.4 | 0 | 0 | 0 | 0 | 0 | 0 | 0 | 0 | 0 | 0 | 298 | 0 | 0 | 0 | 0
7406 | 297.17 | 64.31 | 151.68 | -33.08 | 1.04 | 357.6 | 1 | 298 | 89.4 | 0 | 0 | 0 | 0 | 0 | 0 | 0 | 0 | 0 | 0 | 298 | 0 | 0 | 0 | 0
7406 | 297.17 | 121.17 | 151.68 | -33.08 | 1.04 | 357.6 | 1 | 298 | 89.4 | 0 | 0 | 0 | 0 | 0 | 0 | 0 | 0 | 0 | 0 | 298 | 0 | 0 | 0 | 0
7406 | 182.82 | 93.32 | 93.32 | -20.35 | 1.04 | 220 | 1 | 183.33 | 55 | 0 | 0 | 0 | 0 | 0 | 0 | 0 | 0 | 0 | 0 | 183.33 | 0 | 0 | 0 | 0
7406 | 182.82 | 50.78 | 93.32 | -20.35 | 1.04 | 220 | 1 | 183.33 | 55 | 0 | 0 | 0 | 0 | 0 | 0 | 0 | 0 | 0 | 0 | 183.33 | 0 | 0 | 0 | 0
7406 | 182.82 | 35.11 | 93.32 | -20.35 | 1.04 | 220 | 1 | 183.33 | 55 | 0 | 0 | 0 | 0 | 0 | 0 | 0 | 0 | 0 | 0 | 183.33 | 0 | 0 | 0 | 0
6349 | 58.95 | -9.89 | 98.75 | -21.53 | 1.02 | 232.8 | 1 | 194 | 58.2 | 0 | 0 | 0 | 0 | 0 | 0 | 0 | 0 | 0 | 0 | 194 | 0 | 0 | 0 | 0
6349 | 106.96 | -5.6 | 98.75 | -21.53 | 1.02 | 232.8 | 1 | 194 | 58.2 | 0 | 0 | 0 | 0 | 0 | 0 | 0 | 0 | 0 | 0 | 194 | 0 | 0 | 0 | 0
6349 | 0 | 0 | 26.16 | -5.71 | 1.02 | 61.68 | 0 | 51.4 | 15.42 | 0 | 0 | 0 | 0 | 0 | 0 | 0 | 0 | 0 | 0 | 51.4 | 0 | 0 | 0 | 0
6349 | 78.1 | -11.57 | 130.81 | -28.53 | 1.02 | 308.4 | 1 | 257 | 77.1 | 0 | 0 | 0 | 0 | 0 | 0 | 0 | 0 | 0 | 0 | 257 | 0 | 0 | 0 | 0
4030 | 4.5 | 1.72 | 1.72 | -0.07 | 1.04 | 1.8 | 1 | 4.5 | 4.5 | 0 | 0 | 0 | 0 | 0 | 0 | 0 | 0 | 0 | 0 | 1.5 | 0 | 0 | 0 | 0
4030 | 7.2 | 2.73 | 2.73 | -0.12 | 1.04 | 2.88 | 1 | 7.2 | 7.2 | 0 | 0 | 0 | 0 | 0 | 0 | 0 | 0 | 0 | 0 | 2.4 | 0 | 0 | 0 | 0
4030 | 4.5 | 1.72 | 1.72 | -0.07 | 1.04 | 1.8 | 1 | 4.5 | 4.5 | 0 | 0 | 0 | 0 | 0 | 0 | 0 | 0 | 0 | 0 | 1.5 | 0 | 0 | 0 | 0
4030 | 7.2 | 2.73 | 2.73 | -0.12 | 1.04 | 2.88 | 1 | 7.2 | 7.2 | 0 | 0 | 0 | 0 | 0 | 0 | 0 | 0 | 0 | 0 | 2.4 | 0 | 0 | 0 | 0
4030 | 0 | 0 | 6.82 | -0.29 | 1.04 | 7.2 | 0 | 18 | 0 | 0 | 0 | 0 | 0 | 0 | 0 | 0 | 0 | 0 | 0 | 6 | 0 | 0 | 0 | 0
4030 | 0 | 0 | 4.09 | -0.18 | 1.04 | 4.32 | 0 | 11 | 0 | 0 | 0 | 0 | 0 | 0 | 0 | 0 | 0 | 0 | 0 | 3.6 | 0 | 0 | 0 | 0
4030 | 0 | 0 | 2.73 | -0.12 | 1.04 | 2.88 | 0 | 7.2 | 0 | 0 | 0 | 0 | 0 | 0 | 0 | 0 | 0 | 0 | 0 | 2.4 | 0 | 0 | 0 | 0
4030 | 0 | 0 | 2.73 | -0.12 | 1.04 | 2.88 | 0 | 7.2 | 0 | 0 | 0 | 0 | 0 | 0 | 0 | 0 | 0 | 0 | 0 | 2.4 | 0 | 0 | 0 | 0
4030 | 8.4 | 3.2 | 3.2 | -0.14 | 1.04 | 3.36 | 1 | 8.4 | 8.4 | 0 | 0 | 0 | 0 | 0 | 0 | 0 | 0 | 0 | 0 | 2.8 | 0 | 0 | 0 | 0
6295 | 62.67 | -22.89 | 104.97 | -22.89 | 1.02 | 247.48 | 1 | 206.23 | 61.87 | 0 | 0 | 0 | 0 | 0 | 0 | 0 | 0 | 0 | 0 | 206.23 | 0 | 0 | 0 | 0
6295 | 62.67 | -22.89 | 104.97 | -22.89 | 1.02 | 247.48 | 1 | 206.23 | 61.87 | 0 | 0 | 0 | 0 | 0 | 0 | 0 | 0 | 0 | 0 | 206.23 | 0 | 0 | 0 | 0
6295 | 62.7 | -15.02 | 104.97 | -22.89 | 1.02 | 247.48 | 1 | 206.23 | 61.9 | 0 | 0 | 0 | 0 | 0 | 0 | 0 | 0 | 0 | 0 | 206.23 | 0 | 0 | 0 | 0
6302 | 0 | 0 | 1.63 | -0.36 | 1 | 3.84 | 0 | 3.2 | 0.96 | 0 | 0 | 0 | 0 | 0 | 0 | 0 | 0 | 0 | 0 | 3.2 | 0 | 0 | 0 | 0
6302 | 246.56 | -27.44 | 125.85 | -27.44 | 1 | 296.7 | 1 | 247.25 | 74.18 | 0 | 0 | 0 | 0 | 0 | 0 | 0 | 0 | 0 | 0 | 247.25 | 0 | 0 | 0 | 0
6302 | 213.83 | -27.44 | 125.85 | -27.44 | 1 | 296.7 | 1 | 247.25 | 74.18 | 0 | 0 | 0 | 0 | 0 | 0 | 0 | 0 | 0 | 0 | 247.25 | 0 | 0 | 0 | 0
6302 | 246.56 | -27.44 | 125.85 | -27.44 | 1 | 296.7 | 1 | 247.25 | 74.18 | 0 | 0 | 0 | 0 | 0 | 0 | 0 | 0 | 0 | 0 | 247.25 | 0 | 0 | 0 | 0
6302 | 246.56 | -27.44 | 125.85 | -27.44 | 1 | 296.7 | 1 | 247.25 | 74.18 | 0 | 0 | 0 | 0 | 0 | 0 | 0 | 0 | 0 | 0 | 247.25 | 0 | 0 | 0 | 0
6349 | 0 | 0 | 6.11 | -1.33 | 1.04 | 14.4 | 0 | 12 | 3.6 | 0 | 0 | 0 | 0 | 0 | 0 | 0 | 0 | 0 | 0 | 12 | 0 | 0 | 0 | 0
6349 | 0 | 0 | 26.21 | -5.72 | 1.04 | 61.8 | 0 | 51.5 | 15.45 | 0 | 0 | 0 | 0 | 0 | 0 | 0 | 0 | 0 | 0 | 51.5 | 0 | 0 | 0 | 0
6349 | 31.3 | 52.43 | 52.43 | -11.43 | 1.04 | 123.6 | 1 | 103 | 30.9 | 0 | 0 | 0 | 0 | 0 | 0 | 0 | 0 | 0 | 0 | 103 | 0 | 0 | 0 | 0
6349 | 0 | 0 | 1.17 | -0.26 | 1.04 | 2.76 | 0 | 2.3 | 0.69 | 0 | 0 | 0 | 0 | 0 | 0 | 0 | 0 | 0 | 0 | 2.3 | 0 | 0 | 0 | 0
6349 | 0 | 0 | 2.34 | -0.51 | 1.04 | 5.52 | 0 | 4.6 | 1.38 | 0 | 0 | 0 | 0 | 0 | 0 | 0 | 0 | 0 | 0 | 4.6 | 0 | 0 | 0 | 0
6349 | 0 | 0 | 0.76 | -0.17 | 1.04 | 1.8 | 0 | 1.5 | 0.45 | 0 | 0 | 0 | 0 | 0 | 0 | 0 | 0 | 0 | 0 | 1.5 | 0 | 0 | 0 | 0
6349 | 0 | 0 | 2.04 | -0.44 | 1.04 | 4.8 | 0 | 4 | 1.2 | 0 | 0 | 0 | 0 | 0 | 0 | 0 | 0 | 0 | 0 | 4 | 0 | 0 | 0 | 0
6349 | 0 | 0 | 3.26 | -0.71 | 1.04 | 7.68 | 0 | 6.4 | 1.92 | 0 | 0 | 0 | 0 | 0 | 0 | 0 | 0 | 0 | 0 | 6.4 | 0 | 0 | 0 | 0
6349 | 110.31 | 184.77 | 184.77 | -40.29 | 1.04 | 435.6 | 1 | 363 | 108.9 | 0 | 0 | 0 | 0 | 0 | 0 | 0 | 0 | 0 | 0 | 363 | 0 | 0 | 0 | 0
6349 | 110.31 | 184.77 | 184.77 | -40.29 | 1.04 | 435.6 | 1 | 363 | 108.9 | 0 | 0 | 0 | 0 | 0 | 0 | 0 | 0 | 0 | 0 | 363 | 0 | 0 | 0 | 0
6349 | 0 | 0 | 26.21 | -5.72 | 1.04 | 61.8 | 0 | 51.5 | 15.45 | 0 | 0 | 0 | 0 | 0 | 0 | 0 | 0 | 0 | 0 | 51.5 | 0 | 0 | 0 | 0
7400 | 162.54 | 38.38 | 82.97 | -18.09 | 1.04 | 195.6 | 1 | 163 | 48.9 | 0 | 0 | 0 | 0 | 0 | 0 | 0 | 0 | 0 | 0 | 163 | 0 | 0 | 0 | 0
7400 | 162.54 | 67.22 | 82.97 | -18.09 | 1.04 | 195.6 | 1 | 163 | 48.9 | 0 | 0 | 0 | 0 | 0 | 0 | 0 | 0 | 0 | 0 | 163 | 0 | 0 | 0 | 0
7400 | 162.54 | 44.4 | 82.97 | -18.09 | 1.04 | 195.6 | 1 | 163 | 48.9 | 0 | 0 | 0 | 0 | 0 | 0 | 0 | 0 | 0 | 0 | 163 | 0 | 0 | 0 | 0
7400 | 162.54 | 41.68 | 82.97 | -18.09 | 1.04 | 195.6 | 1 | 163 | 48.9 | 0 | 0 | 0 | 0 | 0 | 0 | 0 | 0 | 0 | 0 | 163 | 0 | 0 | 0 | 0
7400 | 162.54 | 37.78 | 82.97 | -18.09 | 1.04 | 195.6 | 1 | 163 | 48.9 | 0 | 0 | 0 | 0 | 0 | 0 | 0 | 0 | 0 | 0 | 163 | 0 | 0 | 0 | 0
7124 | 0 | 0 | 2.04 | -0.44 | 1.04 | 4.8 | 0 | 4 | 1.2 | 0 | 0 | 0 | 0 | 0 | 0 | 0 | 0 | 0 | 0 | 4 | 0 | 0 | 0 | 0
7406 | 22.34 | 11.4 | 11.4 | -2.49 | 1.04 | 26.88 | 1 | 22.4 | 6.72 | 0 | 0 | 0 | 0 | 0 | 0 | 0 | 0 | 0 | 0 | 22.4 | 0 | 0 | 0 | 0
7406 | 47.27 | 24.13 | 24.13 | -5.26 | 1.04 | 56.88 | 1 | 47.4 | 14.22 | 0 | 0 | 0 | 0 | 0 | 0 | 0 | 0 | 0 | 0 | 47.4 | 0 | 0 | 0 | 0
7406 | 47.27 | 24.13 | 24.13 | -5.26 | 1.04 | 56.88 | 1 | 47.4 | 14.22 | 0 | 0 | 0 | 0 | 0 | 0 | 0 | 0 | 0 | 0 | 47.4 | 0 | 0 | 0 | 0
7406 | 94.54 | 48.25 | 48.25 | -10.52 | 1.04 | 113.76 | 1 | 94.8 | 28.44 | 0 | 0 | 0 | 0 | 0 | 0 | 0 | 0 | 0 | 0 | 94.8 | 0 | 0 | 0 | 0
7406 | 0 | 0 | 1.63 | -0.36 | 1.04 | 3.84 | 0 | 3.2 | 0.96 | 0 | 0 | 0 | 0 | 0 | 0 | 0 | 0 | 0 | 0 | 3.2 | 0 | 0 | 0 | 0
7406 | 29.1 | 0 | 0 | 0 | 1.04 | 46.56 | 1 | 29.1 | 29.1 | 0 | 0 | 0 | 0 | 0 | 0 | 0 | 0 | 0 | 0 | 38.8 | 0 | 0 | 0 | 0
7406 | 7.5 | 0 | 0 | 0 | 1.04 | 12 | 1 | 7.5 | 7.5 | 0 | 0 | 0 | 0 | 0 | 0 | 0 | 0 | 0 | 0 | 10 | 0 | 0 | 0 | 0
7406 | 7.5 | 0 | 0 | 0 | 1.04 | 12 | 1 | 7.5 | 7.5 | 0 | 0 | 0 | 0 | 0 | 0 | 0 | 0 | 0 | 0 | 10 | 0 | 0 | 0 | 0
7406 | 0 | 0 | 0 | 0 | 1.04 | 5.28 | 0 | 4.4 | 1.32 | 0 | 0 | 0 | 0 | 0 | 0 | 0 | 0 | 0 | 0 | 4.4 | 0 | 0 | 0 | 0
7045 | 187.92 | 37.1 | 95.92 | -20.92 | 1.03 | 226.14 | 1 | 188.45 | 56.53 | 0 | 0 | 0 | 0 | 0 | 0 | 0 | 0 | 0 | 0 | 188.45 | 0 | 0 | 0 | 0
7406 | 187.92 | 78.22 | 95.92 | -20.92 | 1.03 | 226.14 | 1 | 188.45 | 56.53 | 0 | 0 | 0 | 0 | 0 | 0 | 0 | 0 | 0 | 0 | 188.45 | 0 | 0 | 0 | 0
7406 | 67.09 | -12.75 | 58.48 | -12.75 | 1 | 137.88 | 1 | 114.9 | 34.47 | 0 | 0 | 0 | 0 | 0 | 0 | 0 | 0 | 0 | 0 | 114.9 | 0 | 0 | 0 | 0
7406 | 67.09 | -12.75 | 58.48 | -12.75 | 1 | 137.88 | 1 | 114.9 | 34.47 | 0 | 0 | 0 | 0 | 0 | 0 | 0 | 0 | 0 | 0 | 114.9 | 0 | 0 | 0 | 0
7406 | 67.09 | -12.75 | 58.48 | -12.75 | 1 | 137.88 | 1 | 114.9 | 34.47 | 0 | 0 | 0 | 0 | 0 | 0 | 0 | 0 | 0 | 0 | 114.9 | 0 | 0 | 0 | 0
7406 | 83.17 | -12.75 | 58.48 | -12.75 | 1 | 137.88 | 1 | 114.9 | 34.47 | 0 | 0 | 0 | 0 | 0 | 0 | 0 | 0 | 0 | 0 | 114.9 | 0 | 0 | 0 | 0
7406 | 83.17 | -12.75 | 58.48 | -12.75 | 1 | 137.88 | 1 | 114.9 | 34.47 | 0 | 0 | 0 | 0 | 0 | 0 | 0 | 0 | 0 | 0 | 114.9 | 0 | 0 | 0 | 0
7406 | 68.1 | -12.75 | 58.48 | -12.75 | 1 | 137.88 | 1 | 114.9 | 34.47 | 0 | 0 | 0 | 0 | 0 | 0 | 0 | 0 | 0 | 0 | 114.9 | 0 | 0 | 0 | 0
7422 | 159.89 | 37.81 | 116.38 | -25.38 | 1.04 | 274.38 | 1 | 228.65 | 68.59 | 0 | 0 | 0 | 0 | 0 | 0 | 0 | 0 | 0 | 0 | 228.65 | 0 | 0 | 0 | 0
7422 | 165.51 | 29.6 | 116.38 | -25.38 | 1.04 | 274.38 | 1 | 228.65 | 68.59 | 0 | 0 | 0 | 0 | 0 | 0 | 0 | 0 | 0 | 0 | 228.65 | 0 | 0 | 0 | 0
7422 | 165.51 | 29.93 | 116.38 | -25.38 | 1.04 | 274.38 | 1 | 228.65 | 68.59 | 0 | 0 | 0 | 0 | 0 | 0 | 0 | 0 | 0 | 0 | 228.65 | 0 | 0 | 0 | 0
7422 | 165.51 | 36.62 | 116.38 | -25.38 | 1.04 | 274.38 | 1 | 228.65 | 68.59 | 0 | 0 | 0 | 0 | 0 | 0 | 0 | 0 | 0 | 0 | 228.65 | 0 | 0 | 0 | 0
7098 | -377.99 | 199.11 | 498.38 | -111.05 | 1 | 1625.16 | 1 | 1354.3 | 406.29 | 0 | 0 | 0 | 0 | 0 | 0 | 0 | 0 | 0 | 0 | 1354.3 | 0 | 0 | 0 | 0
7406 | 1350.52 | 6.01 | 498.38 | -111.05 | 1 | 1625.16 | 1 | 1354.3 | 406.29 | 0 | 0 | 0 | 0 | 0 | 0 | 0 | 0 | 0 | 0 | 1354.3 | 0 | 0 | 0 | 0
7400 | 149.58 | 76.35 | 76.35 | -16.65 | 1.04 | 180 | 1 | 150 | 45 | 0 | 0 | 0 | 0 | 0 | 0 | 0 | 0 | 0 | 0 | 150 | 0 | 0 | 0 | 0
7400 | 50.86 | 20.02 | 25.96 | -5.66 | 1.04 | 61.2 | 1 | 51 | 15.3 | 0 | 0 | 0 | 0 | 0 | 0 | 0 | 0 | 0 | 0 | 51 | 0 | 0 | 0 | 0
7400 | 50.86 | 24.3 | 25.96 | -5.66 | 1.04 | 61.2 | 1 | 51 | 15.3 | 0 | 0 | 0 | 0 | 0 | 0 | 0 | 0 | 0 | 0 | 51 | 0 | 0 | 0 | 0
7400 | 195.45 | 49.93 | 99.76 | -21.76 | 1.04 | 235.2 | 1 | 196 | 58.8 | 0 | 0 | 0 | 0 | 0 | 0 | 0 | 0 | 0 | 0 | 196 | 0 | 0 | 0 | 0
7400 | 195.45 | 48.69 | 99.76 | -21.76 | 1.04 | 235.2 | 1 | 196 | 58.8 | 0 | 0 | 0 | 0 | 0 | 0 | 0 | 0 | 0 | 0 | 196 | 0 | 0 | 0 | 0
7400 | 195.45 | 77.51 | 99.76 | -21.76 | 1.04 | 235.2 | 1 | 196 | 58.8 | 0 | 0 | 0 | 0 | 0 | 0 | 0 | 0 | 0 | 0 | 196 | 0 | 0 | 0 | 0
7400 | 195.45 | 41.78 | 99.76 | -21.76 | 1.04 | 235.2 | 1 | 196 | 58.8 | 0 | 0 | 0 | 0 | 0 | 0 | 0 | 0 | 0 | 0 | 196 | 0 | 0 | 0 | 0
7400 | 195.45 | 82.31 | 99.76 | -21.76 | 1.04 | 235.2 | 1 | 196 | 58.8 | 0 | 0 | 0 | 0 | 0 | 0 | 0 | 0 | 0 | 0 | 196 | 0 | 0 | 0 | 0
7400 | 195.45 | 82.67 | 99.76 | -21.76 | 1.04 | 235.2 | 1 | 196 | 58.8 | 0 | 0 | 0 | 0 | 0 | 0 | 0 | 0 | 0 | 0 | 196 | 0 | 0 | 0 | 0
7427 | 0 | 0 | 1.88 | -0.41 | 1.04 | 4.44 | 0 | 3.7 | 1.11 | 0 | 0 | 0 | 0 | 0 | 0 | 0 | 0 | 0 | 0 | 3.7 | 0 | 0 | 0 | 0
7427 | 0 | 0 | 2.19 | -0.48 | 1.04 | 5.16 | 0 | 4.3 | 1.29 | 0 | 0 | 0 | 0 | 0 | 0 | 0 | 0 | 0 | 0 | 4.3 | 0 | 0 | 0 | 0
7138 | 16.25 | -1.81 | 8.3 | -1.81 | 1 | 19.56 | 1 | 16.3 | 4.89 | 0 | 0 | 0 | 0 | 0 | 0 | 0 | 0 | 0 | 0 | 16.3 | 0 | 0 | 0 | 0
7138 | 205.97 | -22.93 | 105.13 | -22.93 | 1 | 247.86 | 1 | 206.55 | 61.97 | 0 | 0 | 0 | 0 | 0 | 0 | 0 | 0 | 0 | 0 | 206.55 | 0 | 0 | 0 | 0
7138 | 205.97 | -22.93 | 105.13 | -22.93 | 1 | 247.86 | 1 | 206.55 | 61.97 | 0 | 0 | 0 | 0 | 0 | 0 | 0 | 0 | 0 | 0 | 206.55 | 0 | 0 | 0 | 0
7138 | 205.97 | -22.93 | 105.13 | -22.93 | 1 | 247.86 | 1 | 206.55 | 61.97 | 0 | 0 | 0 | 0 | 0 | 0 | 0 | 0 | 0 | 0 | 206.55 | 0 | 0 | 0 | 0
7138 | 205.97 | -22.93 | 105.13 | -22.93 | 1 | 247.86 | 1 | 206.55 | 61.97 | 0 | 0 | 0 | 0 | 0 | 0 | 0 | 0 | 0 | 0 | 206.55 | 0 | 0 | 0 | 0
7138 | 379.64 | -42.26 | 193.78 | -42.26 | 1 | 456.84 | 1 | 380.7 | 114.21 | 0 | 0 | 0 | 0 | 0 | 0 | 0 | 0 | 0 | 0 | 380.7 | 0 | 0 | 0 | 0
7138 | 58.84 | -6.55 | 30.03 | -6.55 | 1 | 70.8 | 1 | 59 | 17.7 | 0 | 0 | 0 | 0 | 0 | 0 | 0 | 0 | 0 | 0 | 59 | 0 | 0 | 0 | 0
7138 | 58.84 | -6.55 | 30.03 | -6.55 | 1 | 70.8 | 1 | 59 | 17.7 | 0 | 0 | 0 | 0 | 0 | 0 | 0 | 0 | 0 | 0 | 59 | 0 | 0 | 0 | 0
7138 | 58.84 | -6.55 | 30.03 | -6.55 | 1 | 70.8 | 1 | 59 | 17.7 | 0 | 0 | 0 | 0 | 0 | 0 | 0 | 0 | 0 | 0 | 59 | 0 | 0 | 0 | 0
7138 | 58.84 | -6.55 | 30.03 | -6.55 | 1 | 70.8 | 1 | 59 | 17.7 | 0 | 0 | 0 | 0 | 0 | 0 | 0 | 0 | 0 | 0 | 59 | 0 | 0 | 0 | 0
7145 | 10.17 | -1.13 | 5.19 | -1.13 | 1.01 | 12.24 | 1 | 10.2 | 3.06 | 0 | 0 | 0 | 0 | 0 | 0 | 0 | 0 | 0 | 0 | 10.2 | 0 | 0 | 0 | 0
7389 | 110.29 | 56.3 | 56.3 | -12.28 | 1.04 | 132.72 | 1 | 110.6 | 33.18 | 0 | 0 | 0 | 0 | 0 | 0 | 0 | 0 | 0 | 0 | 110.6 | 0 | 0 | 0 | 0
7389 | 110.29 | 56.3 | 56.3 | -12.28 | 1.04 | 132.72 | 1 | 110.6 | 33.18 | 0 | 0 | 0 | 0 | 0 | 0 | 0 | 0 | 0 | 0 | 110.6 | 0 | 0 | 0 | 0
7389 | 110.29 | 56.3 | 56.3 | -12.28 | 1.04 | 132.72 | 1 | 110.6 | 33.18 | 0 | 0 | 0 | 0 | 0 | 0 | 0 | 0 | 0 | 0 | 110.6 | 0 | 0 | 0 | 0
7389 | 110.29 | 56.3 | 56.3 | -12.28 | 1.04 | 132.72 | 1 | 110.6 | 33.18 | 0 | 0 | 0 | 0 | 0 | 0 | 0 | 0 | 0 | 0 | 110.6 | 0 | 0 | 0 | 0
7389 | 110.29 | 54.93 | 56.3 | -12.28 | 1.04 | 132.72 | 1 | 110.6 | 33.18 | 0 | 0 | 0 | 0 | 0 | 0 | 0 | 0 | 0 | 0 | 110.6 | 0 | 0 | 0 | 0
7389 | 110.29 | 45.65 | 56.3 | -12.28 | 1.04 | 132.72 | 1 | 110.6 | 33.2 | 0 | 0 | 0 | 0 | 0 | 0 | 0 | 0 | 0 | 0 | 110.6 | 0 | 0 | 0 | 0
7389 | 87.48 | 44.65 | 44.65 | -9.74 | 1.04 | 105.26 | 1 | 87.72 | 26.32 | 0 | 0 | 0 | 0 | 0 | 0 | 0 | 0 | 0 | 0 | 87.72 | 0 | 0 | 0 | 0
7389 | 87.48 | 44.65 | 44.65 | -9.74 | 1.04 | 105.26 | 1 | 87.72 | 26.3 | 0 | 0 | 0 | 0 | 0 | 0 | 0 | 0 | 0 | 0 | 87.72 | 0 | 0 | 0 | 0
7170 | 333.76 | 130.81 | 178.59 | -38.95 | 1.04 | 421.04 | 1 | 350.87 | 105.26 | 0 | 0 | 0 | 0 | 0 | 0 | 0 | 0 | 0 | 0 | 350.87 | 0 | 0 | 0 | 0
7400 | 6.88 | 3.51 | 3.51 | -0.77 | 1.03 | 8.28 | 1 | 6.9 | 2.07 | 0 | 0 | 0 | 0 | 0 | 0 | 0 | 0 | 0 | 0 | 6.9 | 0 | 0 | 0 | 0
7400 | 47.87 | 13.81 | 24.43 | -5.33 | 1.03 | 57.6 | 1 | 48 | 14.4 | 0 | 0 | 0 | 0 | 0 | 0 | 0 | 0 | 0 | 0 | 48 | 0 | 0 | 0 | 0
7400 | 0 | 0 | 2.55 | -0.55 | 1.03 | 6 | 0 | 5 | 1.5 | 0 | 0 | 0 | 0 | 0 | 0 | 0 | 0 | 0 | 0 | 5 | 0 | 0 | 0 | 0
7400 | 34.9 | 17.81 | 17.81 | -3.88 | 1.03 | 42 | 1 | 35 | 10.5 | 0 | 0 | 0 | 0 | 0 | 0 | 0 | 0 | 0 | 0 | 35 | 0 | 0 | 0 | 0
7400 | 7.48 | 3.82 | 3.82 | -0.83 | 1.03 | 9 | 1 | 7.5 | 2.25 | 0 | 0 | 0 | 0 | 0 | 0 | 0 | 0 | 0 | 0 | 7.5 | 0 | 0 | 0 | 0
7400 | 230.31 | 49.08 | 117.55 | -25.64 | 1.03 | 277.14 | 1 | 230.95 | 69.28 | 0 | 0 | 0 | 0 | 0 | 0 | 0 | 0 | 0 | 0 | 230.95 | 0 | 0 | 0 | 0
7400 | 230.31 | 42.27 | 117.55 | -25.64 | 1.03 | 277.14 | 1 | 230.95 | 69.28 | 0 | 0 | 0 | 0 | 0 | 0 | 0 | 0 | 0 | 0 | 230.95 | 0 | 0 | 0 | 0
7400 | 230.31 | 76.74 | 117.55 | -25.64 | 1.03 | 277.14 | 1 | 230.95 | 69.28 | 0 | 0 | 0 | 0 | 0 | 0 | 0 | 0 | 0 | 0 | 230.95 | 0 | 0 | 0 | 0
7400 | 230.31 | 117.55 | 117.55 | -25.64 | 1.03 | 277.14 | 1 | 230.95 | 69.28 | 0 | 0 | 0 | 0 | 0 | 0 | 0 | 0 | 0 | 0 | 230.95 | 0 | 0 | 0 | 0
7208 | 0 | 0 | 2.04 | -0.44 | 1.04 | 4.8 | 0 | 4 | 1.2 | 0 | 0 | 0 | 0 | 0 | 0 | 0 | 0 | 0 | 0 | 4 | 0 | 0 | 0 | 0
7208 | 762.86 | 84.91 | 389.39 | -84.92 | 1.04 | 918 | 1 | 765 | 229.5 | 0 | 0 | 0 | 0 | 0 | 0 | 0 | 0 | 0 | 0 | 765 | 0 | 0 | 0 | 0
7208 | 762.86 | 111.04 | 389.39 | -84.92 | 1.04 | 918 | 1 | 765 | 229.5 | 0 | 0 | 0 | 0 | 0 | 0 | 0 | 0 | 0 | 0 | 765 | 0 | 0 | 0 | 0
7208 | 178 | 29.21 | 90.86 | -19.81 | 1.04 | 214.2 | 1 | 178.5 | 53.55 | 0 | 0 | 0 | 0 | 0 | 0 | 0 | 0 | 0 | 0 | 178.5 | 0 | 0 | 0 | 0
7208 | 178 | 40.97 | 90.86 | -19.81 | 1.04 | 214.2 | 1 | 178.5 | 53.55 | 0 | 0 | 0 | 0 | 0 | 0 | 0 | 0 | 0 | 0 | 178.5 | 0 | 0 | 0 | 0
7208 | 178 | 26.57 | 90.86 | -19.81 | 1.04 | 214.2 | 1 | 178.5 | 53.55 | 0 | 0 | 0 | 0 | 0 | 0 | 0 | 0 | 0 | 0 | 178.5 | 0 | 0 | 0 | 0
7138 | 303.75 | -33.81 | 155.04 | -33.81 | 1.01 | 365.52 | 1 | 304.6 | 91.38 | 0 | 0 | 0 | 0 | 0 | 0 | 0 | 0 | 0 | 0 | 304.6 | 0 | 0 | 0 | 0
7138 | 90.39 | -10.06 | 46.14 | -10.06 | 1.01 | 108.77 | 1 | 90.64 | 27.19 | 0 | 0 | 0 | 0 | 0 | 0 | 0 | 0 | 0 | 0 | 90.64 | 0 | 0 | 0 | 0
7138 | 90.39 | -10.06 | 46.14 | -10.06 | 1.01 | 108.77 | 1 | 90.64 | 27.19 | 0 | 0 | 0 | 0 | 0 | 0 | 0 | 0 | 0 | 0 | 90.64 | 0 | 0 | 0 | 0
7138 | 90.39 | -10.06 | 46.14 | -10.06 | 1.01 | 108.77 | 1 | 90.64 | 27.19 | 0 | 0 | 0 | 0 | 0 | 0 | 0 | 0 | 0 | 0 | 90.64 | 0 | 0 | 0 | 0
7138 | 180.77 | -20.12 | 92.27 | -20.12 | 1.01 | 217.54 | 1 | 181.28 | 54.38 | 0 | 0 | 0 | 0 | 0 | 0 | 0 | 0 | 0 | 0 | 181.28 | 0 | 0 | 0 | 0
7400 | 0 | 0 | 13.08 | -2.85 | 1.04 | 30.84 | 0 | 25.7 | 7.71 | 0 | 0 | 0 | 0 | 0 | 0 | 0 | 0 | 0 | 0 | 25.7 | 0 | 0 | 0 | 0
7400 | 0 | 0 | 7.64 | -1.67 | 1.04 | 18 | 0 | 15 | 4.5 | 0 | 0 | 0 | 0 | 0 | 0 | 0 | 0 | 0 | 0 | 15 | 0 | 0 | 0 | 0
7400 | 0 | 0 | 0 | 0 | 1.04 | 9 | 0 | 7.5 | 2.25 | 0 | 0 | 0 | 0 | 0 | 0 | 0 | 0 | 0 | 0 | 7.5 | 0 | 0 | 0 | 0
7400 | 21.22 | 0 | 0 | 0 | 1.04 | 33.96 | 1 | 21.22 | 21.22 | 0 | 0 | 0 | 0 | 0 | 0 | 0 | 0 | 0 | 0 | 28.3 | 0 | 0 | 0 | 0
7400 | 21.22 | 0 | 0 | 0 | 1.04 | 33.96 | 1 | 21.22 | 21.22 | 0 | 0 | 0 | 0 | 0 | 0 | 0 | 0 | 0 | 0 | 28.3 | 0 | 0 | 0 | 0
7400 | 21.22 | 0 | 0 | 0 | 1.04 | 33.96 | 1 | 21.22 | 21.22 | 0 | 0 | 0 | 0 | 0 | 0 | 0 | 0 | 0 | 0 | 28.3 | 0 | 0 | 0 | 0
7400 | 21.22 | 0 | 0 | 0 | 1.04 | 33.96 | 1 | 21.22 | 21.22 | 0 | 0 | 0 | 0 | 0 | 0 | 0 | 0 | 0 | 0 | 28.3 | 0 | 0 | 0 | 0
7400 | 42.45 | 0 | 0 | 0 | 1.04 | 67.92 | 1 | 42.45 | 42.45 | 0 | 0 | 0 | 0 | 0 | 0 | 0 | 0 | 0 | 0 | 56.6 | 0 | 0 | 0 | 0
7311 | 96.41 | 49.21 | 49.21 | -10.73 | 1.04 | 116.02 | 1 | 96.68 | 29 | 0 | 0 | 0 | 0 | 0 | 0 | 0 | 0 | 0 | 0 | 96.68 | 0 | 0 | 0 | 0
7311 | 96.41 | 49.21 | 49.21 | -10.73 | 1.04 | 116.02 | 1 | 96.68 | 29 | 0 | 0 | 0 | 0 | 0 | 0 | 0 | 0 | 0 | 0 | 96.68 | 0 | 0 | 0 | 0
7311 | 0 | 0 | 49.21 | -10.73 | 1.04 | 116.02 | 0 | 96.68 | 29 | 0 | 0 | 0 | 0 | 0 | 0 | 0 | 0 | 0 | 0 | 96.68 | 0 | 0 | 0 | 0
7311 | 96.41 | 49.21 | 49.21 | -10.73 | 1.04 | 116.02 | 1 | 96.68 | 29 | 0 | 0 | 0 | 0 | 0 | 0 | 0 | 0 | 0 | 0 | 96.68 | 0 | 0 | 0 | 0
7311 | 192.83 | 98.42 | 98.42 | -21.46 | 1.04 | 232.04 | 1 | 193.37 | 58.01 | 0 | 0 | 0 | 0 | 0 | 0 | 0 | 0 | 0 | 0 | 193.37 | 0 | 0 | 0 | 0
7422 | 37.82 | -13.82 | 63.36 | -13.82 | 1.02 | 149.37 | 1 | 124.48 | 37.34 | 0 | 0 | 0 | 0 | 0 | 0 | 0 | 0 | 0 | 0 | 124.47 | 0 | 0 | 0 | 0
7422 | 37.82 | -13.82 | 63.36 | -13.82 | 1.02 | 149.37 | 1 | 124.48 | 37.34 | 0 | 0 | 0 | 0 | 0 | 0 | 0 | 0 | 0 | 0 | 124.47 | 0 | 0 | 0 | 0
7422 | 37.82 | -13.82 | 63.36 | -13.82 | 1.02 | 149.37 | 1 | 124.48 | 37.34 | 0 | 0 | 0 | 0 | 0 | 0 | 0 | 0 | 0 | 0 | 124.47 | 0 | 0 | 0 | 0
7422 | 37.82 | -13.82 | 63.36 | -13.82 | 1.02 | 149.37 | 1 | 124.48 | 37.34 | 0 | 0 | 0 | 0 | 0 | 0 | 0 | 0 | 0 | 0 | 124.47 | 0 | 0 | 0 | 0
7069 | 30.97 | 42.25 | 51.87 | -11.31 | 1.04 | 122.28 | 1 | 101.9 | 30.57 | 0 | 0 | 0 | 0 | 0 | 0 | 0 | 0 | 0 | 0 | 101.9 | 0 | 0 | 0 | 0
7400 | 0 | 0 | 2.19 | -0.57 | 1.04 | 5.64 | 0 | 4.7 | 1.41 | 0 | 0 | 0 | 0 | 0 | 0 | 0 | 0 | 0 | 0 | 4.7 | 0 | 0 | 0 | 0
7400 | 137.81 | 153.88 | 211.33 | -55.33 | 1.04 | 544.2 | 1 | 453.5 | 136.05 | 0 | 0 | 0 | 0 | 0 | 0 | 0 | 0 | 0 | 0 | 453.5 | 0 | 0 | 0 | 0
7353 | 312.95 | 139.37 | 159.74 | -34.83 | 1.04 | 376.59 | 1 | 313.83 | 94.15 | 0 | 0 | 0 | 0 | 0 | 0 | 0 | 0 | 0 | 0 | 313.83 | 0 | 0 | 0 | 0
7353 | 312.95 | 60.08 | 159.74 | -34.83 | 1.04 | 376.59 | 1 | 313.83 | 94.15 | 0 | 0 | 0 | 0 | 0 | 0 | 0 | 0 | 0 | 0 | 313.83 | 0 | 0 | 0 | 0
7353 | 312.95 | 47.25 | 159.74 | -34.83 | 1.04 | 376.59 | 1 | 313.83 | 94.15 | 0 | 0 | 0 | 0 | 0 | 0 | 0 | 0 | 0 | 0 | 313.83 | 0 | 0 | 0 | 0
7353 | 312.95 | 49.14 | 159.74 | -34.83 | 1.04 | 376.59 | 1 | 313.83 | 94.15 | 0 | 0 | 0 | 0 | 0 | 0 | 0 | 0 | 0 | 0 | 313.83 | 0 | 0 | 0 | 0
7353 | 594.84 | 76.49 | 348.26 | -75.95 | 1.04 | 821.04 | 1 | 684.2 | 205.26 | 0 | 0 | 0 | 0 | 0 | 0 | 0 | 0 | 0 | 0 | 684.2 | 0 | 0 | 0 | 0
7353 | 591.07 | 124.13 | 348.26 | -75.95 | 1.04 | 821.04 | 1 | 684.2 | 205.26 | 0 | 0 | 0 | 0 | 0 | 0 | 0 | 0 | 0 | 0 | 684.2 | 0 | 0 | 0 | 0
7353 | 591.07 | 123.23 | 348.26 | -75.95 | 1.04 | 821.04 | 1 | 684.2 | 205.26 | 0 | 0 | 0 | 0 | 0 | 0 | 0 | 0 | 0 | 0 | 684.2 | 0 | 0 | 0 | 0
7353 | 591.02 | 128.79 | 348.26 | -75.95 | 1.04 | 821.04 | 1 | 684.2 | 205 | 0 | 0 | 0 | 0 | 0 | 0 | 0 | 0 | 0 | 0 | 684.2 | 0 | 0 | 0 | 0
7353 | 16.25 | 8.3 | 8.3 | -1.81 | 1.04 | 19.56 | 1 | 16.3 | 4.89 | 0 | 0 | 0 | 0 | 0 | 0 | 0 | 0 | 0 | 0 | 16.3 | 0 | 0 | 0 | 0
7353 | 224.57 | 39.17 | 114.63 | -25 | 1.04 | 270.24 | 1 | 225.2 | 67.56 | 0 | 0 | 0 | 0 | 0 | 0 | 0 | 0 | 0 | 0 | 225.2 | 0 | 0 | 0 | 0
7353 | 224.57 | 86.67 | 114.63 | -25 | 1.04 | 270.24 | 1 | 225.2 | 67.56 | 0 | 0 | 0 | 0 | 0 | 0 | 0 | 0 | 0 | 0 | 225.2 | 0 | 0 | 0 | 0
7353 | 224.57 | 52.95 | 114.63 | -25 | 1.04 | 270.24 | 1 | 225.2 | 67.56 | 0 | 0 | 0 | 0 | 0 | 0 | 0 | 0 | 0 | 0 | 225.2 | 0 | 0 | 0 | 0
7353 | 102.41 | 32.4 | 52.27 | -11.4 | 1.04 | 123.24 | 1 | 102.7 | 30.81 | 0 | 0 | 0 | 0 | 0 | 0 | 0 | 0 | 0 | 0 | 102.7 | 0 | 0 | 0 | 0
7400 | 106.97 | 32.85 | 54.6 | -11.91 | 1.04 | 128.72 | 1 | 107.27 | 32.18 | 0 | 0 | 0 | 0 | 0 | 0 | 0 | 0 | 0 | 0 | 107.27 | 0 | 0 | 0 | 0
7400 | 106.97 | 26.39 | 54.6 | -11.91 | 1.04 | 128.72 | 1 | 107.27 | 32.18 | 0 | 0 | 0 | 0 | 0 | 0 | 0 | 0 | 0 | 0 | 107.27 | 0 | 0 | 0 | 0
7400 | 106.97 | 31.59 | 54.6 | -11.91 | 1.04 | 128.72 | 1 | 107.27 | 32.18 | 0 | 0 | 0 | 0 | 0 | 0 | 0 | 0 | 0 | 0 | 107.27 | 0 | 0 | 0 | 0
7400 | 106.97 | 33.74 | 54.6 | -11.91 | 1.04 | 128.72 | 1 | 107.27 | 32.18 | 0 | 0 | 0 | 0 | 0 | 0 | 0 | 0 | 0 | 0 | 107.27 | 0 | 0 | 0 | 0
7400 | 106.97 | 54.6 | 54.6 | -11.91 | 1.04 | 128.72 | 1 | 107.27 | 32.18 | 0 | 0 | 0 | 0 | 0 | 0 | 0 | 0 | 0 | 0 | 107.27 | 0 | 0 | 0 | 0
7400 | 106.97 | 41.49 | 54.6 | -11.91 | 1.04 | 128.72 | 1 | 107.27 | 32.18 | 0 | 0 | 0 | 0 | 0 | 0 | 0 | 0 | 0 | 0 | 107.27 | 0 | 0 | 0 | 0
7375 | 183.15 | 40.55 | 93.48 | -20.39 | 1.04 | 220.39 | 1 | 183.66 | 55.1 | 0 | 0 | 0 | 0 | 0 | 0 | 0 | 0 | 0 | 0 | 183.66 | 0 | 0 | 0 | 0
7400 | 183.15 | 44.01 | 93.48 | -20.39 | 1.04 | 220.39 | 1 | 183.66 | 55.1 | 0 | 0 | 0 | 0 | 0 | 0 | 0 | 0 | 0 | 0 | 183.66 | 0 | 0 | 0 | 0
7400 | 183.15 | 56.14 | 93.48 | -20.39 | 1.04 | 220.39 | 1 | 183.66 | 55.1 | 0 | 0 | 0 | 0 | 0 | 0 | 0 | 0 | 0 | 0 | 183.66 | 0 | 0 | 0 | 0
7400 | 183.15 | 45.67 | 93.48 | -20.39 | 1.04 | 220.39 | 1 | 183.66 | 55.1 | 0 | 0 | 0 | 0 | 0 | 0 | 0 | 0 | 0 | 0 | 183.66 | 0 | 0 | 0 | 0
7400 | 183.15 | 49.27 | 93.48 | -20.39 | 1.04 | 220.39 | 1 | 183.66 | 55.1 | 0 | 0 | 0 | 0 | 0 | 0 | 0 | 0 | 0 | 0 | 183.66 | 0 | 0 | 0 | 0
7389 | 541.28 | 276.29 | 276.29 | -60.25 | 1.04 | 651.36 | 1 | 542.8 | 162.84 | 0 | 0 | 0 | 0 | 0 | 0 | 0 | 0 | 0 | 0 | 542.8 | 0 | 0 | 0 | 0
7400 | 71.8 | -7.99 | 36.65 | -7.99 | 1 | 86.4 | 1 | 72 | 21.6 | 0 | 0 | 0 | 0 | 0 | 0 | 0 | 0 | 0 | 0 | 72 | 0 | 0 | 0 | 0
7400 | 71.8 | -7.99 | 36.65 | -7.99 | 1 | 86.4 | 1 | 72 | 21.6 | 0 | 0 | 0 | 0 | 0 | 0 | 0 | 0 | 0 | 0 | 72 | 0 | 0 | 0 | 0
7400 | 71.8 | -7.99 | 36.65 | -7.99 | 1 | 86.4 | 1 | 72 | 21.6 | 0 | 0 | 0 | 0 | 0 | 0 | 0 | 0 | 0 | 0 | 72 | 0 | 0 | 0 | 0
7400 | 71.8 | -7.99 | 36.65 | -7.99 | 1 | 86.4 | 1 | 72 | 21.6 | 0 | 0 | 0 | 0 | 0 | 0 | 0 | 0 | 0 | 0 | 72 | 0 | 0 | 0 | 0
7400 | 143.6 | -15.98 | 73.3 | -15.98 | 1 | 172.8 | 1 | 144 | 43.2 | 0 | 0 | 0 | 0 | 0 | 0 | 0 | 0 | 0 | 0 | 144 | 0 | 0 | 0 | 0
7400 | 445.15 | -49.55 | 227.22 | -49.55 | 1 | 535.68 | 1 | 446.4 | 133.92 | 0 | 0 | 0 | 0 | 0 | 0 | 0 | 0 | 0 | 0 | 446.4 | 0 | 0 | 0 | 0
7406 | 62.92 | 32.12 | 32.12 | -7 | 1.04 | 75.72 | 1 | 63.1 | 18.93 | 0 | 0 | 0 | 0 | 0 | 0 | 0 | 0 | 0 | 0 | 63.1 | 0 | 0 | 0 | 0
7406 | 309.13 | 157.79 | 157.79 | -34.41 | 1.04 | 372 | 1 | 310 | 93 | 0 | 0 | 0 | 0 | 0 | 0 | 0 | 0 | 0 | 0 | 310 | 0 | 0 | 0 | 0
7406 | 102.11 | 52.12 | 52.12 | -11.37 | 1.03 | 122.88 | 1 | 102.4 | 30.72 | 0 | 0 | 0 | 0 | 0 | 0 | 0 | 0 | 0 | 0 | 102.4 | 0 | 0 | 0 | 0
7174 | 87.95 | 12.12 | 44.89 | -9.79 | 1 | 105.84 | 1 | 88.2 | 26.46 | 0 | 0 | 0 | 0 | 0 | 0 | 0 | 0 | 0 | 0 | 88.2 | 0 | 0 | 0 | 0
7174 | 87.95 | 12.12 | 44.89 | -9.79 | 1 | 105.84 | 1 | 88.2 | 26.46 | 0 | 0 | 0 | 0 | 0 | 0 | 0 | 0 | 0 | 0 | 88.2 | 0 | 0 | 0 | 0
7422 | 2.07 | 3.46 | 3.46 | -0.75 | 1.04 | 8.16 | 1 | 6.8 | 2.04 | 0 | 0 | 0 | 0 | 0 | 0 | 0 | 0 | 0 | 0 | 6.8 | 0 | 0 | 0 | 0
7422 | 52.33 | 50.12 | 87.65 | -19.11 | 1.04 | 206.64 | 1 | 172.2 | 51.66 | 0 | 0 | 0 | 0 | 0 | 0 | 0 | 0 | 0 | 0 | 172.2 | 0 | 0 | 0 | 0
7422 | 52.33 | 50.12 | 87.65 | -19.11 | 1.04 | 206.64 | 1 | 172.2 | 51.66 | 0 | 0 | 0 | 0 | 0 | 0 | 0 | 0 | 0 | 0 | 172.2 | 0 | 0 | 0 | 0
7422 | 34.19 | 50.12 | 57.26 | -12.49 | 1.04 | 135 | 1 | 112.5 | 33.75 | 0 | 0 | 0 | 0 | 0 | 0 | 0 | 0 | 0 | 0 | 112.5 | 0 | 0 | 0 | 0
7422 | 34.19 | 50.12 | 57.26 | -12.49 | 1.04 | 135 | 1 | 112.5 | 33.75 | 0 | 0 | 0 | 0 | 0 | 0 | 0 | 0 | 0 | 0 | 112.5 | 0 | 0 | 0 | 0
7422 | 34.19 | 50.12 | 57.26 | -12.49 | 1.04 | 135 | 1 | 112.5 | 33.75 | 0 | 0 | 0 | 0 | 0 | 0 | 0 | 0 | 0 | 0 | 112.5 | 0 | 0 | 0 | 0
7422 | 34.19 | 50.12 | 57.26 | -12.49 | 1.04 | 135 | 1 | 112.5 | 33.75 | 0 | 0 | 0 | 0 | 0 | 0 | 0 | 0 | 0 | 0 | 112.5 | 0 | 0 | 0 | 0
7422 | 58.07 | 50.12 | 97.27 | -21.21 | 1.04 | 229.32 | 1 | 191.1 | 57.33 | 0 | 0 | 0 | 0 | 0 | 0 | 0 | 0 | 0 | 0 | 191.1 | 0 | 0 | 0 | 0
7422 | 52.33 | 50.12 | 87.65 | -19.11 | 1.04 | 206.64 | 1 | 172.2 | 51.66 | 0 | 0 | 0 | 0 | 0 | 0 | 0 | 0 | 0 | 0 | 172.2 | 0 | 0 | 0 | 0
7422 | 52.33 | 50.12 | 87.65 | -19.11 | 1.04 | 206.64 | 1 | 172.2 | 51.66 | 0 | 0 | 0 | 0 | 0 | 0 | 0 | 0 | 0 | 0 | 172.2 | 0 | 0 | 0 | 0
7422 | 52.33 | 50.12 | 87.65 | -19.11 | 1.04 | 206.64 | 1 | 172.2 | 51.66 | 0 | 0 | 0 | 0 | 0 | 0 | 0 | 0 | 0 | 0 | 172.2 | 0 | 0 | 0 | 0
7428 | 30.55 | 27.28 | 51.16 | -11.16 | 1.04 | 120.62 | 1 | 100.52 | 30.16 | 0 | 0 | 0 | 0 | 0 | 0 | 0 | 0 | 0 | 0 | 100.52 | 0 | 0 | 0 | 0
7428 | 39.5 | 27.28 | 66.17 | -14.43 | 1.04 | 156 | 1 | 130 | 39 | 0 | 0 | 0 | 0 | 0 | 0 | 0 | 0 | 0 | 0 | 130 | 0 | 0 | 0 | 0
7428 | 39.5 | 27.28 | 66.17 | -14.43 | 1.04 | 156 | 1 | 130 | 39 | 0 | 0 | 0 | 0 | 0 | 0 | 0 | 0 | 0 | 0 | 130 | 0 | 0 | 0 | 0
7428 | 30.55 | 27.28 | 51.16 | -11.16 | 1.04 | 120.62 | 1 | 100.52 | 30.16 | 0 | 0 | 0 | 0 | 0 | 0 | 0 | 0 | 0 | 0 | 100.52 | 0 | 0 | 0 | 0
7428 | 30.55 | 27.28 | 51.16 | -11.16 | 1.04 | 120.62 | 1 | 100.52 | 30.16 | 0 | 0 | 0 | 0 | 0 | 0 | 0 | 0 | 0 | 0 | 100.52 | 0 | 0 | 0 | 0
7428 | 30.55 | 27.28 | 51.16 | -11.16 | 1.04 | 120.62 | 1 | 100.52 | 30.16 | 0 | 0 | 0 | 0 | 0 | 0 | 0 | 0 | 0 | 0 | 100.52 | 0 | 0 | 0 | 0
7428 | 30.55 | 27.28 | 51.16 | -11.16 | 1.04 | 120.62 | 1 | 100.52 | 30.16 | 0 | 0 | 0 | 0 | 0 | 0 | 0 | 0 | 0 | 0 | 100.52 | 0 | 0 | 0 | 0
7428 | 30.55 | 27.28 | 51.16 | -11.16 | 1.04 | 120.62 | 1 | 100.52 | 30.16 | 0 | 0 | 0 | 0 | 0 | 0 | 0 | 0 | 0 | 0 | 100.52 | 0 | 0 | 0 | 0
7428 | 22.79 | 27.28 | 38.17 | -8.33 | 1.04 | 90 | 1 | 75 | 22.5 | 0 | 0 | 0 | 0 | 0 | 0 | 0 | 0 | 0 | 0 | 75 | 0 | 0 | 0 | 0
7428 | 0 | 0 | 41.23 | -8.99 | 1.04 | 97.2 | 0 | 81 | 24.3 | 0 | 0 | 0 | 0 | 0 | 0 | 0 | 0 | 0 | 0 | 81 | 0 | 0 | 0 | 0
7428 | 3.56 | 5.96 | 5.96 | -1.3 | 1.04 | 14.04 | 1 | 11.7 | 3.51 | 0 | 0 | 0 | 0 | 0 | 0 | 0 | 0 | 0 | 0 | 11.7 | 0 | 0 | 0 | 0
7389 | 33 | 0 | 0 | 0 | 1.04 | 52.8 | 1 | 33 | 33 | 0 | 0 | 0 | 0 | 0 | 0 | 0 | 0 | 0 | 0 | 44 | 0 | 0 | 0 | 0
8033 | 0 | 0 | 119.58 | -26.08 | 1.04 | 281.91 | 0 | 234.93 | 70.48 | 0 | 0 | 0 | 0 | 0 | 0 | 0 | 0 | 0 | 0 | 234.93 | 0 | 0 | 0 | 0
7389 | 0 | 0 | 119.58 | -26.08 | 1.04 | 281.91 | 0 | 234.93 | 70.48 | 0 | 0 | 0 | 0 | 0 | 0 | 0 | 0 | 0 | 0 | 234.93 | 0 | 0 | 0 | 0
7389 | 0 | 0 | 119.58 | -26.08 | 1.04 | 281.91 | 0 | 234.93 | 70.48 | 0 | 0 | 0 | 0 | 0 | 0 | 0 | 0 | 0 | 0 | 234.93 | 0 | 0 | 0 | 0
7389 | 0 | 0 | 119.58 | -26.08 | 1.04 | 281.91 | 0 | 234.93 | 70.48 | 0 | 0 | 0 | 0 | 0 | 0 | 0 | 0 | 0 | 0 | 234.93 | 0 | 0 | 0 | 0
8070 | 172.19 | -19.17 | 87.89 | -19.17 | 1.01 | 207.2 | 1 | 172.67 | 51.8 | 0 | 0 | 0 | 0 | 0 | 0 | 0 | 0 | 0 | 0 | 172.67 | 0 | 0 | 0 | 0
8070 | 0 | 0 | 87.89 | -19.17 | 1.01 | 207.2 | 0 | 172.67 | 51.8 | 0 | 0 | 0 | 0 | 0 | 0 | 0 | 0 | 0 | 0 | 172.67 | 0 | 0 | 0 | 0
8070 | 172.19 | 87.89 | 87.89 | -19.17 | 1.04 | 207.2 | 1 | 172.67 | 51.8 | 0 | 0 | 0 | 0 | 0 | 0 | 0 | 0 | 0 | 0 | 172.67 | 0 | 0 | 0 | 0
8070 | 172.19 | -19.17 | 87.89 | -19.17 | 1.01 | 207.2 | 1 | 172.67 | 51.8 | 0 | 0 | 0 | 0 | 0 | 0 | 0 | 0 | 0 | 0 | 172.67 | 0 | 0 | 0 | 0
8070 | 0 | 0 | 87.89 | -19.17 | 1.01 | 207.2 | 0 | 172.67 | 51.8 | 0 | 0 | 0 | 0 | 0 | 0 | 0 | 0 | 0 | 0 | 172.67 | 0 | 0 | 0 | 0
8070 | 0 | 0 | 87.89 | -19.17 | 1.01 | 207.2 | 0 | 172.67 | 51.8 | 0 | 0 | 0 | 0 | 0 | 0 | 0 | 0 | 0 | 0 | 172.67 | 0 | 0 | 0 | 0
8060 | 0 | 0 | 276.52 | -72.39 | 1 | 712.08 | 0 | 593.4 | 178.02 | 0 | 0 | 0 | 0 | 0 | 0 | 0 | 0 | 0 | 0 | 593.4 | 0 | 0 | 0 | 0
8060 | 0 | 0 | 276.52 | -72.39 | 1 | 712.08 | 0 | 593.4 | 178.02 | 0 | 0 | 0 | 0 | 0 | 0 | 0 | 0 | 0 | 0 | 593.4 | 0 | 0 | 0 | 0
8070 | 0 | 0 | 431 | -112.84 | 1 | 1109.88 | 0 | 924.9 | 277.47 | 0 | 0 | 0 | 0 | 0 | 0 | 0 | 0 | 0 | 0 | 924.9 | 0 | 0 | 0 | 0
8070 | 922.32 | -81.81 | 431 | -112.84 | 1 | 1109.88 | 1 | 924.9 | 277.47 | 0 | 0 | 0 | 0 | 0 | 0 | 0 | 0 | 0 | 0 | 924.9 | 0 | 0 | 0 | 0
8077 | 234.24 | 11.1 | 119.56 | -26.07 | 1.03 | 281.88 | 1 | 234.9 | 70.47 | 0 | 0 | 0 | 0 | 0 | 0 | 0 | 0 | 0 | 0 | 234.9 | 0 | 0 | 0 | 0
8077 | 234.24 | 9.48 | 119.56 | -26.07 | 1.03 | 281.88 | 1 | 234.9 | 70.47 | 0 | 0 | 0 | 0 | 0 | 0 | 0 | 0 | 0 | 0 | 234.9 | 0 | 0 | 0 | 0
8077 | 234.24 | 10.99 | 119.56 | -26.07 | 1.03 | 281.88 | 1 | 234.9 | 70.47 | 0 | 0 | 0 | 0 | 0 | 0 | 0 | 0 | 0 | 0 | 234.9 | 0 | 0 | 0 | 0
8077 | 234.24 | 10.4 | 119.56 | -26.07 | 1.03 | 281.88 | 1 | 234.9 | 70.47 | 0 | 0 | 0 | 0 | 0 | 0 | 0 | 0 | 0 | 0 | 234.9 | 0 | 0 | 0 | 0
8087 | 0 | 0 | 418.33 | -109.52 | 1.04 | 1077.24 | 0 | 897.7 | 269.31 | 0 | 0 | 0 | 0 | 0 | 0 | 0 | 0 | 0 | 0 | 897.7 | 0 | 0 | 0 | 0
8155 | 895.19 | 157.09 | 418.33 | -109.52 | 1.04 | 1077.24 | 1 | 897.7 | 269.31 | 0 | 0 | 0 | 0 | 0 | 0 | 0 | 0 | 0 | 0 | 897.7 | 0 | 0 | 0 | 0
8116 | 85.5 | 0 | 0 | 0 | 1.04 | 136.8 | 1 | 85.5 | 85.5 | 0 | 0 | 0 | 0 | 0 | 0 | 0 | 0 | 0 | 0 | 114 | 0 | 0 | 0 | 0
8116 | 0 | 0 | 4.66 | -1.22 | 1.04 | 12 | 0 | 10 | 3 | 0 | 0 | 0 | 0 | 0 | 0 | 0 | 0 | 0 | 0 | 10 | 0 | 0 | 0 | 0
8116 | 0 | 0 | 163.89 | -42.91 | 1.04 | 422.04 | 0 | 351.7 | 105.51 | 0 | 0 | 0 | 0 | 0 | 0 | 0 | 0 | 0 | 0 | 351.7 | 0 | 0 | 0 | 0
8116 | 227.51 | 90.76 | 163.89 | -42.91 | 1.04 | 422.04 | 1 | 351.7 | 105.51 | 0 | 0 | 0 | 0 | 0 | 0 | 0 | 0 | 0 | 0 | 351.7 | 0 | 0 | 0 | 0
8129 | 658.16 | -38.52 | 307.56 | -80.52 | 1.03 | 792 | 1 | 660 | 198 | 0 | 0 | 0 | 0 | 0 | 0 | 0 | 0 | 0 | 0 | 660 | 0 | 0 | 0 | 0
8129 | 658.16 | -4.37 | 307.56 | -80.52 | 1.03 | 792 | 1 | 660 | 198 | 0 | 0 | 0 | 0 | 0 | 0 | 0 | 0 | 0 | 0 | 660 | 0 | 0 | 0 | 0
8129 | 658.16 | -27.45 | 307.56 | -80.52 | 1.03 | 792 | 1 | 660 | 198 | 0 | 0 | 0 | 0 | 0 | 0 | 0 | 0 | 0 | 0 | 660 | 0 | 0 | 0 | 0
8060 | 0 | 0 | 1.86 | -0.49 | 1.03 | 4.8 | 0 | 4 | 1.2 | 0 | 0 | 0 | 0 | 0 | 0 | 0 | 0 | 0 | 0 | 4 | 0 | 0 | 0 | 0
8060 | 0 | 0 | 111.51 | -29.19 | 1.03 | 287.16 | 0 | 239.3 | 71.79 | 0 | 0 | 0 | 0 | 0 | 0 | 0 | 0 | 0 | 0 | 239.3 | 0 | 0 | 0 | 0
7389 | 0 | 0 | 11.2 | -2.44 | 1 | 26.4 | 0 | 22 | 6.6 | 0 | 0 | 0 | 0 | 0 | 0 | 0 | 0 | 0 | 0 | 22 | 0 | 0 | 0 | 0
8155 | 0 | 0 | 81.36 | -21.3 | 1 | 209.52 | 0 | 174.6 | 52.38 | 0 | 0 | 0 | 0 | 0 | 0 | 0 | 0 | 0 | 0 | 174.6 | 0 | 0 | 0 | 0
8155 | 174.11 | -21.3 | 81.36 | -21.3 | 1 | 209.52 | 1 | 174.6 | 52.38 | 0 | 0 | 0 | 0 | 0 | 0 | 0 | 0 | 0 | 0 | 174.6 | 0 | 0 | 0 | 0
7389 | 0 | 0 | 53.44 | -11.65 | 1 | 126 | 0 | 105 | 31.5 | 0 | 0 | 0 | 0 | 0 | 0 | 0 | 0 | 0 | 0 | 105 | 0 | 0 | 0 | 0
7389 | 0 | 0 | 49.98 | -10.9 | 1 | 117.84 | 0 | 98.2 | 29.46 | 0 | 0 | 0 | 0 | 0 | 0 | 0 | 0 | 0 | 0 | 98.2 | 0 | 0 | 0 | 0

## Branch
fbus | tbus | r | x | b | rateA | rateB | rateC | ratio | angle | status | angmin | angmax | Pf | Qf | Pt | Qt | mu_Sf | mu_St | mu_angmin | mu_angmax
1001 | 1064 | 0.00524 | 0.0358 | 0 | 221 | 0 | 0 | 0 | 0 | 1 | 0 | 0 | 67.47 | 10.9 | -67.21 | -9.73 | 0 | 0 | 0 | 0
1001 | 1064 | 0.00524 | 0.0358 | 0 | 221 | 0 | 0 | 0 | 0 | 1 | 0 | 0 | 67.47 | 10.9 | -67.21 | -9.73 | 0 | 0 | 0 | 0
1033 | 1081 | 0.003 | 0.031 | 0 | 548 | 0 | 0 | 0 | 0 | 1 | 0 | 0 | 102.83 | -22.01 | -102.51 | 19.17 | 0 | 0 | 0 | 0
4003 | 4040 | 0.01209 | 0.07809 | 0 | 250 | 0 | 0 | 0 | 0 | 1 | 0 | 0 | -171.51 | 5.85 | 175.11 | 15.86 | 0 | 0 | 0 | 0
4007 | 4122 | 0.00469 | 0.02091 | 0 | 221 | 0 | 0 | 0 | 0 | 1 | 0 | 0 | -110.47 | -9.72 | 111.05 | 11.99 | 0 | 0 | 0 | 0
4019 | 4067 | 0.00919 | 0.06276 | 0 | 221 | 0 | 0 | 0 | 0 | 1 | 0 | 0 | -76.74 | 9.12 | 77.31 | -6.29 | 0 | 0 | 0 | 0
4019 | 4067 | 0.00919 | 0.06276 | 0 | 221 | 0 | 0 | 0 | 0 | 1 | 0 | 0 | -76.74 | 9.12 | 77.31 | -6.29 | 0 | 0 | 0 | 0
4033 | 4101 | 0.0036 | 0.016 | 0 | 150 | 0 | 0 | 0 | 0 | 1 | 0 | 0 | -12.33 | 18.86 | 12.35 | -19.08 | 0 | 0 | 0 | 0
4033 | 4147 | 0.00984 | 0.06854 | 0 | 221 | 0 | 0 | 0 | 0 | 1 | 0 | 0 | -36.61 | -21.29 | 36.78 | 21.35 | 0 | 0 | 0 | 0
4033 | 4147 | 0.00984 | 0.06854 | 0 | 221 | 0 | 0 | 0 | 0 | 1 | 0 | 0 | -36.61 | -21.29 | 36.78 | 21.35 | 0 | 0 | 0 | 0
4033 | 4190 | 0.00397 | 0.01648 | 0 | 149 | 0 | 0 | 0 | 0 | 1 | 0 | 0 | -40.71 | -12.05 | 40.78 | 12.07 | 0 | 0 | 0 | 0
4066 | 4107 | 0.00316 | 0.02043 | 0 | 221 | 0 | 0 | 0 | 0 | 1 | 0 | 0 | -88.95 | 37.03 | 89.23 | -35.58 | 0 | 0 | 0 | 0
4066 | 4107 | 0.00316 | 0.02043 | 0 | 221 | 0 | 0 | 0 | 0 | 1 | 0 | 0 | -88.95 | 37.03 | 89.23 | -35.58 | 0 | 0 | 0 | 0
4079 | 4040 | 0.00457 | 0.03186 | 0 | 300 | 0 | 0 | 0 | 0 | 1 | 0 | 0 | -173.88 | -10.93 | 175.25 | 19.92 | 0 | 0 | 0 | 0
4079 | 4040 | 0.00457 | 0.03186 | 0 | 300 | 0 | 0 | 0 | 0 | 1 | 0 | 0 | -173.88 | -10.93 | 175.25 | 19.92 | 0 | 0 | 0 | 0
4079 | 4040 | 0.00457 | 0.03186 | 0 | 300 | 0 | 0 | 0 | 0 | 1 | 0 | 0 | -173.88 | -10.93 | 175.25 | 19.92 | 0 | 0 | 0 | 0
4088 | 4042 | 0.00312 | 0.02015 | 0 | 250 | 0 | 0 | 0 | 0 | 1 | 0 | 0 | -143.02 | 76.02 | 143.81 | -71.32 | 0 | 0 | 0 | 0
4088 | 4042 | 0.00312 | 0.02015 | 0 | 250 | 0 | 0 | 0 | 0 | 1 | 0 | 0 | -143.02 | 76.02 | 143.81 | -71.32 | 0 | 0 | 0 | 0
4103 | 4003 | 0.00838 | 0.05414 | 0 | 221 | 0 | 0 | 0 | 0 | 1 | 0 | 0 | -49.12 | 25.6 | 49.38 | -24.98 | 0 | 0 | 0 | 0
4103 | 4003 | 0.00838 | 0.05414 | 0 | 221 | 0 | 0 | 0 | 0 | 1 | 0 | 0 | -49.12 | 25.6 | 49.38 | -24.98 | 0 | 0 | 0 | 0
4107 | 4042 | 0.00298 | 0.01925 | 0 | 221 | 0 | 0 | 0 | 0 | 1 | 0 | 0 | -138.65 | 10.17 | 139.22 | -6.88 | 0 | 0 | 0 | 0
4107 | 4042 | 0.00298 | 0.01925 | 0 | 221 | 0 | 0 | 0 | 0 | 1 | 0 | 0 | -138.65 | 10.17 | 139.22 | -6.88 | 0 | 0 | 0 | 0
4128 | 4003 | 0.01296 | 0.09028 | 0 | 221 | 0 | 0 | 0 | 0 | 1 | 0 | 0 | 54.94 | -6.71 | -54.54 | 8.03 | 0 | 0 | 0 | 0
4193 | 4126 | 0.00522 | 0.0364 | 0 | 250 | 0 | 0 | 0 | 0 | 1 | 0 | 0 | 147.62 | 6 | -146.5 | 1.14 | 0 | 0 | 0 | 0
4193 | 4126 | 0.00522 | 0.0364 | 0 | 250 | 0 | 0 | 0 | 0 | 1 | 0 | 0 | 147.62 | 6 | -146.5 | 1.14 | 0 | 0 | 0 | 0
4193 | 4126 | 0.00522 | 0.0364 | 0 | 250 | 0 | 0 | 0 | 0 | 1 | 0 | 0 | 147.62 | 6 | -146.5 | 1.14 | 0 | 0 | 0 | 0
4194 | 4067 | 0.00473 | 0.03294 | 0 | 300 | 0 | 0 | 0 | 0 | 1 | 0 | 0 | 167.5 | 15.99 | -166.15 | -7.19 | 0 | 0 | 0 | 0
4194 | 4067 | 0.00473 | 0.03294 | 0 | 300 | 0 | 0 | 0 | 0 | 1 | 0 | 0 | 167.5 | 15.99 | -166.15 | -7.19 | 0 | 0 | 0 | 0
4194 | 4067 | 0.00473 | 0.03294 | 0 | 300 | 0 | 0 | 0 | 0 | 1 | 0 | 0 | 167.5 | 15.99 | -166.15 | -7.19 | 0 | 0 | 0 | 0
5003 | 5181 | 0.00233 | 0.01026 | 0 | 187 | 0 | 0 | 0 | 0 | 1 | 0 | 0 | -41.79 | -9.68 | 41.84 | 9.4 | 0 | 0 | 0 | 0
5022 | 5441 | 0.00341 | 0.02594 | 0 | 409 | 0 | 0 | 0 | 0 | 1 | 0 | 0 | 241.57 | -10.46 | -239.56 | 24.35 | 0 | 0 | 0 | 0
5022 | 5441 | 0.00341 | 0.02594 | 0 | 409 | 0 | 0 | 0 | 0 | 1 | 0 | 0 | 241.57 | -10.46 | -239.56 | 24.35 | 0 | 0 | 0 | 0
5145 | 5251 | 0.00125 | 0.00917 | 0 | 310 | 0 | 0 | 0 | 0 | 1 | 0 | 0 | 164.98 | 0.66 | -164.64 | 1.34 | 0 | 0 | 0 | 0
5145 | 5251 | 0.00125 | 0.00917 | 0 | 310 | 0 | 0 | 0 | 0 | 1 | 0 | 0 | 164.98 | 0.66 | -164.64 | 1.34 | 0 | 0 | 0 | 0
5145 | 5323 | 0.00133 | 0.00973 | 0 | 310 | 0 | 0 | 0 | 0 | 1 | 0 | 0 | -149.27 | -11.57 | 149.58 | 13.22 | 0 | 0 | 0 | 0
5145 | 5323 | 0.00133 | 0.00973 | 0 | 310 | 0 | 0 | 0 | 0 | 1 | 0 | 0 | -149.27 | -11.57 | 149.58 | 13.22 | 0 | 0 | 0 | 0
5145 | 5323 | 0.00133 | 0.00973 | 0 | 310 | 0 | 0 | 0 | 0 | 1 | 0 | 0 | -149.27 | -11.57 | 149.58 | 13.22 | 0 | 0 | 0 | 0
5161 | 5181 | 0.00545 | 0.02401 | 0 | 187 | 0 | 0 | 0 | 0 | 1 | 0 | 0 | -18.96 | 93.24 | 19.45 | -92.21 | 0 | 0 | 0 | 0
5168 | 5203 | 0.00632 | 0.02787 | 0 | 187 | 0 | 0 | 0 | 0 | 1 | 0 | 0 | -39.53 | 14.24 | 39.65 | -15 | 0 | 0 | 0 | 0
5168 | 5245 | 0.00821 | 0.03616 | 0 | 187 | 0 | 0 | 0 | 0 | 1 | 0 | 0 | -47.48 | -13.66 | 47.68 | 12.89 | 0 | 0 | 0 | 0
5249 | 5022 | 0.00173 | 0.01314 | 0 | 409 | 0 | 0 | 0 | 0 | 1 | 0 | 0 | -219.21 | -12.58 | 220.06 | 18.33 | 0 | 0 | 0 | 0
5249 | 5022 | 0.00173 | 0.01314 | 0 | 409 | 0 | 0 | 0 | 0 | 1 | 0 | 0 | -219.21 | -12.58 | 220.06 | 18.33 | 0 | 0 | 0 | 0
5250 | 5385 | 0.00149 | 0.0113 | 0 | 500 | 0 | 0 | 0 | 0 | 1 | 0 | 0 | -232.44 | -23.42 | 233.26 | 29 | 0 | 0 | 0 | 0
5250 | 5385 | 0.00149 | 0.0113 | 0 | 500 | 0 | 0 | 0 | 0 | 1 | 0 | 0 | -232.44 | -23.42 | 233.26 | 29 | 0 | 0 | 0 | 0
5250 | 5385 | 0.00149 | 0.0113 | 0 | 500 | 0 | 0 | 0 | 0 | 1 | 0 | 0 | -232.44 | -23.42 | 233.26 | 29 | 0 | 0 | 0 | 0
5250 | 5385 | 0.00149 | 0.0113 | 0 | 500 | 0 | 0 | 0 | 0 | 1 | 0 | 0 | -232.44 | -23.42 | 233.26 | 29 | 0 | 0 | 0 | 0
5273 | 5422 | 0.00204 | 0.01195 | 0 | 251 | 0 | 0 | 0 | 0 | 1 | 0 | 0 | -90.08 | -36.93 | 90.27 | 37.42 | 0 | 0 | 0 | 0
5287 | 5266 | 0.0022 | 0.01287 | 0 | 310 | 0 | 0 | 0 | 0 | 1 | 0 | 0 | -121.11 | -77.58 | 121.58 | 79.66 | 0 | 0 | 0 | 0
5307 | 5224 | 0.00171 | 0.01303 | 0 | 310 | 0 | 0 | 0 | 0 | 1 | 0 | 0 | 145.89 | 58.61 | -145.47 | -56.09 | 0 | 0 | 0 | 0
5373 | 5433 | 0.0024 | 0.01407 | 0 | 251 | 0 | 0 | 0 | 0 | 1 | 0 | 0 | -119.51 | -50.13 | 119.93 | 51.89 | 0 | 0 | 0 | 0
5480 | 5048 | 0.00268 | 0.02037 | 0 | 310 | 0 | 0 | 0 | 0 | 1 | 0 | 0 | -105.58 | -2.39 | 105.89 | 3.64 | 0 | 0 | 0 | 0
5480 | 5048 | 0.00268 | 0.02037 | 0 | 310 | 0 | 0 | 0 | 0 | 1 | 0 | 0 | -105.58 | -2.39 | 105.89 | 3.64 | 0 | 0 | 0 | 0
5480 | 5048 | 0.00268 | 0.02037 | 0 | 310 | 0 | 0 | 0 | 0 | 1 | 0 | 0 | -105.58 | -2.39 | 105.89 | 3.64 | 0 | 0 | 0 | 0
5480 | 5048 | 0.00268 | 0.02037 | 0 | 310 | 0 | 0 | 0 | 0 | 1 | 0 | 0 | -105.58 | -2.39 | 105.89 | 3.64 | 0 | 0 | 0 | 0
6047 | 6150 | 0.00335 | 0.02337 | 0 | 221 | 0 | 0 | 0 | 0 | 1 | 0 | 0 | 82.7 | -26.04 | -82.45 | 27.38 | 0 | 0 | 0 | 0
6047 | 6150 | 0.00335 | 0.02337 | 0 | 221 | 0 | 0 | 0 | 0 | 1 | 0 | 0 | 82.7 | -26.04 | -82.45 | 27.38 | 0 | 0 | 0 | 0
6061 | 6035 | 0.00446 | 0.03049 | 0 | 221 | 0 | 0 | 0 | 0 | 1 | 0 | 0 | -106.07 | -2.44 | 106.59 | 5.47 | 0 | 0 | 0 | 0
6061 | 6035 | 0.00446 | 0.03049 | 0 | 221 | 0 | 0 | 0 | 0 | 1 | 0 | 0 | -106.07 | -2.44 | 106.59 | 5.47 | 0 | 0 | 0 | 0
6061 | 6224 | 0.01257 | 0.03074 | 0 | 98 | 0 | 0 | 0 | 0 | 1 | 0 | 0 | 33.31 | -3.01 | -33.17 | 2.97 | 0 | 0 | 0 | 0
6120 | 6023 | 0.00776 | 0.03392 | 0 | 221 | 0 | 0 | 0 | 0 | 1 | 0 | 0 | -34.42 | 1.63 | 34.52 | -1.73 | 0 | 0 | 0 | 0
6205 | 6223 | 0.00232 | 0.01501 | 0 | 221 | 0 | 0 | 0 | 0 | 1 | 0 | 0 | -91.73 | -14.29 | 91.94 | 15.35 | 0 | 0 | 0 | 0
6205 | 6223 | 0.00232 | 0.01501 | 0 | 221 | 0 | 0 | 0 | 0 | 1 | 0 | 0 | -91.73 | -14.29 | 91.94 | 15.35 | 0 | 0 | 0 | 0
6230 | 6278 | 0.009 | 0.05404 | 0 | 140 | 0 | 0 | 0 | 0 | 1 | 0 | 0 | -6.3 | 7.28 | 6.31 | -7.96 | 0 | 0 | 0 | 0
6236 | 6171 | 0.00723 | 0.05035 | 0 | 221 | 0 | 0 | 0 | 0 | 1 | 0 | 0 | -53.23 | -0.14 | 53.44 | 0.74 | 0 | 0 | 0 | 0
7013 | 7201 | 0.00433 | 0.0302 | 0 | 221 | 0 | 0 | 0 | 0 | 1 | 0 | 0 | -88.1 | -37.07 | 88.5 | 39.39 | 0 | 0 | 0 | 0
7013 | 7201 | 0.00433 | 0.0302 | 0 | 221 | 0 | 0 | 0 | 0 | 1 | 0 | 0 | -88.1 | -37.07 | 88.5 | 39.39 | 0 | 0 | 0 | 0
7017 | 7229 | 0.00604 | 0.04129 | 0 | 221 | 0 | 0 | 0 | 0 | 1 | 0 | 0 | -138.38 | 6.72 | 139.56 | 0.61 | 0 | 0 | 0 | 0
7017 | 7229 | 0.00604 | 0.04129 | 0 | 221 | 0 | 0 | 0 | 0 | 1 | 0 | 0 | -138.38 | 6.72 | 139.56 | 0.61 | 0 | 0 | 0 | 0
7017 | 7229 | 0.00604 | 0.04129 | 0 | 221 | 0 | 0 | 0 | 0 | 1 | 0 | 0 | -138.38 | 6.72 | 139.56 | 0.61 | 0 | 0 | 0 | 0
7017 | 7385 | 0.00298 | 0.01922 | 0 | 221 | 0 | 0 | 0 | 0 | 1 | 0 | 0 | 83.88 | 29.44 | -83.65 | -28.26 | 0 | 0 | 0 | 0
7017 | 7385 | 0.00298 | 0.01922 | 0 | 221 | 0 | 0 | 0 | 0 | 1 | 0 | 0 | 83.88 | 29.44 | -83.65 | -28.26 | 0 | 0 | 0 | 0
7039 | 7101 | 0.00285 | 0.01988 | 0 | 221 | 0 | 0 | 0 | 0 | 1 | 0 | 0 | 103.6 | -1.22 | -103.3 | 3.04 | 0 | 0 | 0 | 0
7039 | 7101 | 0.00285 | 0.01988 | 0 | 221 | 0 | 0 | 0 | 0 | 1 | 0 | 0 | 103.6 | -1.22 | -103.3 | 3.04 | 0 | 0 | 0 | 0
7039 | 7101 | 0.00285 | 0.01988 | 0 | 221 | 0 | 0 | 0 | 0 | 1 | 0 | 0 | 103.6 | -1.22 | -103.3 | 3.04 | 0 | 0 | 0 | 0
7051 | 7181 | 0.00631 | 0.03605 | 0 | 98 | 0 | 0 | 0 | 0 | 1 | 0 | 0 | 60.72 | 16.9 | -60.47 | -15.96 | 0 | 0 | 0 | 0
7072 | 7084 | 0.00344 | 0.02395 | 0 | 221 | 0 | 0 | 0 | 0 | 1 | 0 | 0 | -93.76 | 9.09 | 94.06 | -7.37 | 0 | 0 | 0 | 0
7072 | 7084 | 0.00344 | 0.02395 | 0 | 221 | 0 | 0 | 0 | 0 | 1 | 0 | 0 | -93.76 | 9.09 | 94.06 | -7.37 | 0 | 0 | 0 | 0
7075 | 7004 | 0.00199 | 0.01386 | 0 | 250 | 0 | 0 | 0 | 0 | 1 | 0 | 0 | -144.32 | 55.33 | 144.78 | -52.34 | 0 | 0 | 0 | 0
7075 | 7004 | 0.00199 | 0.01386 | 0 | 250 | 0 | 0 | 0 | 0 | 1 | 0 | 0 | -144.32 | 55.33 | 144.78 | -52.34 | 0 | 0 | 0 | 0
7075 | 7004 | 0.00199 | 0.01386 | 0 | 250 | 0 | 0 | 0 | 0 | 1 | 0 | 0 | -144.32 | 55.33 | 144.78 | -52.34 | 0 | 0 | 0 | 0
7075 | 7387 | 0.01167 | 0.07976 | 0 | 221 | 0 | 0 | 0 | 0 | 1 | 0 | 0 | 99.1 | 31.03 | -97.87 | -23.97 | 0 | 0 | 0 | 0
7075 | 7387 | 0.01167 | 0.07976 | 0 | 221 | 0 | 0 | 0 | 0 | 1 | 0 | 0 | 99.1 | 31.03 | -97.87 | -23.97 | 0 | 0 | 0 | 0
7091 | 7259 | 0.00587 | 0.04091 | 0 | 221 | 0 | 0 | 0 | 0 | 1 | 0 | 0 | -76.19 | 66.12 | 76.77 | -62.78 | 0 | 0 | 0 | 0
7091 | 7259 | 0.00587 | 0.04091 | 0 | 221 | 0 | 0 | 0 | 0 | 1 | 0 | 0 | -76.19 | 66.12 | 76.77 | -62.78 | 0 | 0 | 0 | 0
7102 | 7177 | 0.0037 | 0.0239 | 0 | 221 | 0 | 0 | 0 | 0 | 1 | 0 | 0 | -83.46 | -8.19 | 83.73 | 9.5 | 0 | 0 | 0 | 0
7102 | 7177 | 0.0037 | 0.0239 | 0 | 221 | 0 | 0 | 0 | 0 | 1 | 0 | 0 | -83.46 | -8.19 | 83.73 | 9.5 | 0 | 0 | 0 | 0
7118 | 7404 | 0.0055 | 0.03759 | 0 | 221 | 0 | 0 | 0 | 0 | 1 | 0 | 0 | 19.18 | -5.67 | -19.15 | 5.21 | 0 | 0 | 0 | 0
7145 | 7404 | 0.01139 | 0.06841 | 0 | 221 | 0 | 0 | 0 | 0 | 1 | 0 | 0 | 2.62 | 56.8 | -2.26 | -55.57 | 0 | 0 | 0 | 0
7174 | 7257 | 0.00838 | 0.05031 | 0 | 98 | 0 | 0 | 0 | 0 | 1 | 0 | 0 | 32.71 | -1.39 | -32.62 | 1.27 | 0 | 0 | 0 | 0
7177 | 7118 | 0.00272 | 0.01856 | 0 | 221 | 0 | 0 | 0 | 0 | 1 | 0 | 0 | 70.31 | 15.01 | -70.16 | -14.33 | 0 | 0 | 0 | 0
7177 | 7118 | 0.00272 | 0.01856 | 0 | 221 | 0 | 0 | 0 | 0 | 1 | 0 | 0 | 70.31 | 15.01 | -70.16 | -14.33 | 0 | 0 | 0 | 0
7178 | 7404 | 0.00777 | 0.01898 | 0 | 98 | 0 | 0 | 0 | 0 | 1 | 0 | 0 | 16.37 | -8.65 | -16.34 | 8.47 | 0 | 0 | 0 | 0
7246 | 7410 | 0.00919 | 0.06404 | 0 | 221 | 0 | 0 | 0 | 0 | 1 | 0 | 0 | -83.94 | -3.54 | 84.62 | 7.26 | 0 | 0 | 0 | 0
7246 | 7410 | 0.00919 | 0.06404 | 0 | 221 | 0 | 0 | 0 | 0 | 1 | 0 | 0 | -83.94 | -3.54 | 84.62 | 7.26 | 0 | 0 | 0 | 0
7257 | 7317 | 0.00452 | 0.03088 | 0 | 221 | 0 | 0 | 0 | 0 | 1 | 0 | 0 | -65.92 | -8.87 | 66.12 | 9.76 | 0 | 0 | 0 | 0
7257 | 7317 | 0.00452 | 0.03088 | 0 | 221 | 0 | 0 | 0 | 0 | 1 | 0 | 0 | -65.92 | -8.87 | 66.12 | 9.76 | 0 | 0 | 0 | 0
7343 | 7012 | 0.00603 | 0.04198 | 0 | 221 | 0 | 0 | 0 | 0 | 1 | 0 | 0 | 34.49 | -3.36 | -34.42 | 3.23 | 0 | 0 | 0 | 0
7385 | 7181 | 0.01045 | 0.02553 | 0 | 98 | 0 | 0 | 0 | 0 | 1 | 0 | 0 | 12.29 | 11.13 | -12.26 | -11.38 | 0 | 0 | 0 | 0
7385 | 7404 | 0.00674 | 0.03846 | 0 | 98 | 0 | 0 | 0 | 0 | 1 | 0 | 0 | 19.76 | 7.08 | -19.73 | -7.46 | 0 | 0 | 0 | 0
8095 | 8140 | 0.01066 | 0.02604 | 0 | 250 | 0 | 0 | 0 | 0 | 1 | 0 | 0 | 25.56 | -14.26 | -25.46 | 14.15 | 0 | 0 | 0 | 0
1001 | 3048 | 0 | 0.12476 | 0 | 99999 | 99999 | 99999 | 1 | 0 | 1 | -360 | 360 | 0 | 0 | 0 | 0 | 0 | 0 | 0 | 0
1001 | 1081 | 0 | 0.14389 | 0 | 99999 | 99999 | 99999 | 1 | 0 | 1 | -360 | 360 | 0 | 0 | 0 | 0 | 0 | 0 | 0 | 0
1001 | 1064 | 0 | 0.45419 | 0 | 99999 | 99999 | 99999 | 1 | 0 | 1 | -360 | 360 | 0 | 0 | 0 | 0 | 0 | 0 | 0 | 0
1004 | 3048 | 0 | 0.16814 | 0 | 99999 | 99999 | 99999 | 1 | 0 | 1 | -360 | 360 | 0 | 0 | 0 | 0 | 0 | 0 | 0 | 0
1004 | 2127 | 0 | 0.41406 | 0 | 99999 | 99999 | 99999 | 1 | 0 | 1 | -360 | 360 | 0 | 0 | 0 | 0 | 0 | 0 | 0 | 0
1004 | 2019 | 0 | 0.4882 | 0 | 99999 | 99999 | 99999 | 1 | 0 | 1 | -360 | 360 | 0 | 0 | 0 | 0 | 0 | 0 | 0 | 0
1033 | 3051 | 0 | 0.23561 | 0 | 99999 | 99999 | 99999 | 1 | 0 | 1 | -360 | 360 | 0 | 0 | 0 | 0 | 0 | 0 | 0 | 0
1033 | 1082 | 0 | 0.20084 | 0 | 99999 | 99999 | 99999 | 1 | 0 | 1 | -360 | 360 | 0 | 0 | 0 | 0 | 0 | 0 | 0 | 0
1048 | 1081 | 0 | 0.24814 | 0 | 99999 | 99999 | 99999 | 1 | 0 | 1 | -360 | 360 | 0 | 0 | 0 | 0 | 0 | 0 | 0 | 0
1081 | 3048 | 0 | 0.22157 | 0 | 99999 | 99999 | 99999 | 1 | 0 | 1 | -360 | 360 | 0 | 0 | 0 | 0 | 0 | 0 | 0 | 0
1081 | 3055 | 0 | 0.72013 | 0 | 99999 | 99999 | 99999 | 1 | 0 | 1 | -360 | 360 | 0 | 0 | 0 | 0 | 0 | 0 | 0 | 0
2001 | 8129 | 0 | 0.21605 | 0 | 99999 | 99999 | 99999 | 1 | 0 | 1 | -360 | 360 | 0 | 0 | 0 | 0 | 0 | 0 | 0 | 0
2001 | 2115 | 0 | 0.47501 | 0 | 99999 | 99999 | 99999 | 1 | 0 | 1 | -360 | 360 | 0 | 0 | 0 | 0 | 0 | 0 | 0 | 0
2001 | 2103 | 0 | 0.66706 | 0 | 99999 | 99999 | 99999 | 1 | 0 | 1 | -360 | 360 | 0 | 0 | 0 | 0 | 0 | 0 | 0 | 0
2001 | 2004 | 0 | 0.46129 | 0 | 99999 | 99999 | 99999 | 1 | 0 | 1 | -360 | 360 | 0 | 0 | 0 | 0 | 0 | 0 | 0 | 0
2004 | 8129 | 0 | 0.19626 | 0 | 99999 | 99999 | 99999 | 1 | 0 | 1 | -360 | 360 | 0 | 0 | 0 | 0 | 0 | 0 | 0 | 0
2004 | 5465 | 0 | 0.59667 | 0 | 99999 | 99999 | 99999 | 1 | 0 | 1 | -360 | 360 | 0 | 0 | 0 | 0 | 0 | 0 | 0 | 0
2004 | 5444 | 0 | 0.5315 | 0 | 99999 | 99999 | 99999 | 1 | 0 | 1 | -360 | 360 | 0 | 0 | 0 | 0 | 0 | 0 | 0 | 0
2004 | 5385 | 0 | 0.58482 | 0 | 99999 | 99999 | 99999 | 1 | 0 | 1 | -360 | 360 | 0 | 0 | 0 | 0 | 0 | 0 | 0 | 0
2004 | 5351 | 0 | 0.52309 | 0 | 99999 | 99999 | 99999 | 1 | 0 | 1 | -360 | 360 | 0 | 0 | 0 | 0 | 0 | 0 | 0 | 0
2004 | 5305 | 0 | 0.63271 | 0 | 99999 | 99999 | 99999 | 1 | 0 | 1 | -360 | 360 | 0 | 0 | 0 | 0 | 0 | 0 | 0 | 0
2004 | 5103 | 0 | 0.52315 | 0 | 99999 | 99999 | 99999 | 1 | 0 | 1 | -360 | 360 | 0 | 0 | 0 | 0 | 0 | 0 | 0 | 0
2004 | 5234 | 0 | 0.76376 | 0 | 99999 | 99999 | 99999 | 1 | 0 | 1 | -360 | 360 | 0 | 0 | 0 | 0 | 0 | 0 | 0 | 0
2004 | 2115 | 0 | 0.44934 | 0 | 99999 | 99999 | 99999 | 1 | 0 | 1 | -360 | 360 | 0 | 0 | 0 | 0 | 0 | 0 | 0 | 0
2004 | 2103 | 0 | 0.080634 | 0 | 99999 | 99999 | 99999 | 1 | 0 | 1 | -360 | 360 | 0 | 0 | 0 | 0 | 0 | 0 | 0 | 0
2004 | 5084 | 0 | 0.39153 | 0 | 99999 | 99999 | 99999 | 1 | 0 | 1 | -360 | 360 | 0 | 0 | 0 | 0 | 0 | 0 | 0 | 0
2008 | 2127 | 0 | 0.20564 | 0 | 99999 | 99999 | 99999 | 1 | 0 | 1 | -360 | 360 | 0 | 0 | 0 | 0 | 0 | 0 | 0 | 0
2019 | 2127 | 0 | 0.023271 | 0 | 99999 | 99999 | 99999 | 1 | 0 | 1 | -360 | 360 | 0 | 0 | 0 | 0 | 0 | 0 | 0 | 0
2057 | 5022 | 0 | 0.60229 | 0 | 99999 | 99999 | 99999 | 1 | 0 | 1 | -360 | 360 | 0 | 0 | 0 | 0 | 0 | 0 | 0 | 0
2057 | 3048 | 0 | 0.13935 | 0 | 99999 | 99999 | 99999 | 1 | 0 | 1 | -360 | 360 | 0 | 0 | 0 | 0 | 0 | 0 | 0 | 0
2057 | 5364 | 0 | 0.60434 | 0 | 99999 | 99999 | 99999 | 1 | 0 | 1 | -360 | 360 | 0 | 0 | 0 | 0 | 0 | 0 | 0 | 0
2057 | 2127 | 0 | 0.095624 | 0 | 99999 | 99999 | 99999 | 1 | 0 | 1 | -360 | 360 | 0 | 0 | 0 | 0 | 0 | 0 | 0 | 0
2057 | 5057 | 0 | 0.19578 | 0 | 99999 | 99999 | 99999 | 1 | 0 | 1 | -360 | 360 | 0 | 0 | 0 | 0 | 0 | 0 | 0 | 0
2103 | 8129 | 0 | 0.2654 | 0 | 99999 | 99999 | 99999 | 1 | 0 | 1 | -360 | 360 | 0 | 0 | 0 | 0 | 0 | 0 | 0 | 0
2103 | 5465 | 0 | 0.37742 | 0 | 99999 | 99999 | 99999 | 1 | 0 | 1 | -360 | 360 | 0 | 0 | 0 | 0 | 0 | 0 | 0 | 0
2103 | 5444 | 0 | 0.35377 | 0 | 99999 | 99999 | 99999 | 1 | 0 | 1 | -360 | 360 | 0 | 0 | 0 | 0 | 0 | 0 | 0 | 0
2103 | 5323 | 0 | 0.62399 | 0 | 99999 | 99999 | 99999 | 1 | 0 | 1 | -360 | 360 | 0 | 0 | 0 | 0 | 0 | 0 | 0 | 0
2103 | 5385 | 0 | 0.41207 | 0 | 99999 | 99999 | 99999 | 1 | 0 | 1 | -360 | 360 | 0 | 0 | 0 | 0 | 0 | 0 | 0 | 0
2103 | 5351 | 0 | 0.43479 | 0 | 99999 | 99999 | 99999 | 1 | 0 | 1 | -360 | 360 | 0 | 0 | 0 | 0 | 0 | 0 | 0 | 0
2103 | 5305 | 0 | 0.44629 | 0 | 99999 | 99999 | 99999 | 1 | 0 | 1 | -360 | 360 | 0 | 0 | 0 | 0 | 0 | 0 | 0 | 0
2103 | 5103 | 0 | 0.35391 | 0 | 99999 | 99999 | 99999 | 1 | 0 | 1 | -360 | 360 | 0 | 0 | 0 | 0 | 0 | 0 | 0 | 0
2103 | 5234 | 0 | 0.57602 | 0 | 99999 | 99999 | 99999 | 1 | 0 | 1 | -360 | 360 | 0 | 0 | 0 | 0 | 0 | 0 | 0 | 0
2103 | 5302 | 0 | 0.54795 | 0 | 99999 | 99999 | 99999 | 1 | 0 | 1 | -360 | 360 | 0 | 0 | 0 | 0 | 0 | 0 | 0 | 0
2103 | 5175 | 0 | 0.5153 | 0 | 99999 | 99999 | 99999 | 1 | 0 | 1 | -360 | 360 | 0 | 0 | 0 | 0 | 0 | 0 | 0 | 0
2103 | 2115 | 0 | 0.65121 | 0 | 99999 | 99999 | 99999 | 1 | 0 | 1 | -360 | 360 | 0 | 0 | 0 | 0 | 0 | 0 | 0 | 0
2103 | 5084 | 0 | 0.23951 | 0 | 99999 | 99999 | 99999 | 1 | 0 | 1 | -360 | 360 | 0 | 0 | 0 | 0 | 0 | 0 | 0 | 0
2115 | 8129 | 0 | 0.15679 | 0 | 99999 | 99999 | 99999 | 1 | 0 | 1 | -360 | 360 | 0 | 0 | 0 | 0 | 0 | 0 | 0 | 0
2115 | 5351 | 0 | 0.74632 | 0 | 99999 | 99999 | 99999 | 1 | 0 | 1 | -360 | 360 | 0 | 0 | 0 | 0 | 0 | 0 | 0 | 0
2127 | 3048 | 0 | 0.32885 | 0 | 99999 | 99999 | 99999 | 1 | 0 | 1 | -360 | 360 | 0 | 0 | 0 | 0 | 0 | 0 | 0 | 0
2127 | 5175 | 0 | 0.50018 | 0 | 99999 | 99999 | 99999 | 1 | 0 | 1 | -360 | 360 | 0 | 0 | 0 | 0 | 0 | 0 | 0 | 0
2127 | 5057 | 0 | 0.57196 | 0 | 99999 | 99999 | 99999 | 1 | 0 | 1 | -360 | 360 | 0 | 0 | 0 | 0 | 0 | 0 | 0 | 0
3002 | 6199 | 0 | 0.48194 | 0 | 99999 | 99999 | 99999 | 1 | 0 | 1 | -360 | 360 | 0 | 0 | 0 | 0 | 0 | 0 | 0 | 0
3002 | 6178 | 0 | 0.5791 | 0 | 99999 | 99999 | 99999 | 1 | 0 | 1 | -360 | 360 | 0 | 0 | 0 | 0 | 0 | 0 | 0 | 0
3002 | 6047 | 0 | 0.70568 | 0 | 99999 | 99999 | 99999 | 1 | 0 | 1 | -360 | 360 | 0 | 0 | 0 | 0 | 0 | 0 | 0 | 0
3006 | 3127 | 0 | 0.29486 | 0 | 99999 | 99999 | 99999 | 1 | 0 | 1 | -360 | 360 | 0 | 0 | 0 | 0 | 0 | 0 | 0 | 0
3006 | 5008 | 0 | 0.68323 | 0 | 99999 | 99999 | 99999 | 1 | 0 | 1 | -360 | 360 | 0 | 0 | 0 | 0 | 0 | 0 | 0 | 0
3006 | 3048 | 0 | 0.5372 | 0 | 99999 | 99999 | 99999 | 1 | 0 | 1 | -360 | 360 | 0 | 0 | 0 | 0 | 0 | 0 | 0 | 0
3028 | 5008 | 0 | 0.45122 | 0 | 99999 | 99999 | 99999 | 1 | 0 | 1 | -360 | 360 | 0 | 0 | 0 | 0 | 0 | 0 | 0 | 0
3028 | 3048 | 0 | 0.13253 | 0 | 99999 | 99999 | 99999 | 1 | 0 | 1 | -360 | 360 | 0 | 0 | 0 | 0 | 0 | 0 | 0 | 0
3028 | 3055 | 0 | 0.7161 | 0 | 99999 | 99999 | 99999 | 1 | 0 | 1 | -360 | 360 | 0 | 0 | 0 | 0 | 0 | 0 | 0 | 0
3045 | 3048 | 0 | 0.14897 | 0 | 99999 | 99999 | 99999 | 1 | 0 | 1 | -360 | 360 | 0 | 0 | 0 | 0 | 0 | 0 | 0 | 0
3048 | 8155 | 0 | 0.49974 | 0 | 99999 | 99999 | 99999 | 1 | 0 | 1 | -360 | 360 | 0 | 0 | 0 | 0 | 0 | 0 | 0 | 0
3048 | 5016 | 0 | 0.3 | 0 | 99999 | 99999 | 99999 | 1 | 0 | 1 | -360 | 360 | 0 | 0 | 0 | 0 | 0 | 0 | 0 | 0
3048 | 5480 | 0 | 0.51985 | 0 | 99999 | 99999 | 99999 | 1 | 0 | 1 | -360 | 360 | 0 | 0 | 0 | 0 | 0 | 0 | 0 | 0
3048 | 5411 | 0 | 0.21313 | 0 | 99999 | 99999 | 99999 | 1 | 0 | 1 | -360 | 360 | 0 | 0 | 0 | 0 | 0 | 0 | 0 | 0
3048 | 5098 | 0 | 0.64622 | 0 | 99999 | 99999 | 99999 | 1 | 0 | 1 | -360 | 360 | 0 | 0 | 0 | 0 | 0 | 0 | 0 | 0
3048 | 5005 | 0 | 0.52944 | 0 | 99999 | 99999 | 99999 | 1 | 0 | 1 | -360 | 360 | 0 | 0 | 0 | 0 | 0 | 0 | 0 | 0
3048 | 8070 | 0 | 0.54269 | 0 | 99999 | 99999 | 99999 | 1 | 0 | 1 | -360 | 360 | 0 | 0 | 0 | 0 | 0 | 0 | 0 | 0
3048 | 3127 | 0 | 0.20549 | 0 | 99999 | 99999 | 99999 | 1 | 0 | 1 | -360 | 360 | 0 | 0 | 0 | 0 | 0 | 0 | 0 | 0
3048 | 5449 | 0 | 0.65108 | 0 | 99999 | 99999 | 99999 | 1 | 0 | 1 | -360 | 360 | 0 | 0 | 0 | 0 | 0 | 0 | 0 | 0
3048 | 5444 | 0 | 0.12602 | 0 | 99999 | 99999 | 99999 | 1 | 0 | 1 | -360 | 360 | 0 | 0 | 0 | 0 | 0 | 0 | 0 | 0
3048 | 5022 | 0 | 0.088389 | 0 | 99999 | 99999 | 99999 | 1 | 0 | 1 | -360 | 360 | 0 | 0 | 0 | 0 | 0 | 0 | 0 | 0
3048 | 5323 | 0 | 0.56139 | 0 | 99999 | 99999 | 99999 | 1 | 0 | 1 | -360 | 360 | 0 | 0 | 0 | 0 | 0 | 0 | 0 | 0
3048 | 5415 | 0 | 0.1713 | 0 | 99999 | 99999 | 99999 | 1 | 0 | 1 | -360 | 360 | 0 | 0 | 0 | 0 | 0 | 0 | 0 | 0
3048 | 5008 | 0 | 0.14451 | 0 | 99999 | 99999 | 99999 | 1 | 0 | 1 | -360 | 360 | 0 | 0 | 0 | 0 | 0 | 0 | 0 | 0
3048 | 5385 | 0 | 0.46908 | 0 | 99999 | 99999 | 99999 | 1 | 0 | 1 | -360 | 360 | 0 | 0 | 0 | 0 | 0 | 0 | 0 | 0
3048 | 3084 | 0 | 0.29749 | 0 | 99999 | 99999 | 99999 | 1 | 0 | 1 | -360 | 360 | 0 | 0 | 0 | 0 | 0 | 0 | 0 | 0
3048 | 5364 | 0 | 0.21634 | 0 | 99999 | 99999 | 99999 | 1 | 0 | 1 | -360 | 360 | 0 | 0 | 0 | 0 | 0 | 0 | 0 | 0
3048 | 5175 | 0 | 0.57429 | 0 | 99999 | 99999 | 99999 | 1 | 0 | 1 | -360 | 360 | 0 | 0 | 0 | 0 | 0 | 0 | 0 | 0
3048 | 5206 | 0 | 0.30844 | 0 | 99999 | 99999 | 99999 | 1 | 0 | 1 | -360 | 360 | 0 | 0 | 0 | 0 | 0 | 0 | 0 | 0
3048 | 5067 | 0 | 0.56223 | 0 | 99999 | 99999 | 99999 | 1 | 0 | 1 | -360 | 360 | 0 | 0 | 0 | 0 | 0 | 0 | 0 | 0
3048 | 5057 | 0 | 0.1268 | 0 | 99999 | 99999 | 99999 | 1 | 0 | 1 | -360 | 360 | 0 | 0 | 0 | 0 | 0 | 0 | 0 | 0
3048 | 5319 | 0 | 0.19207 | 0 | 99999 | 99999 | 99999 | 1 | 0 | 1 | -360 | 360 | 0 | 0 | 0 | 0 | 0 | 0 | 0 | 0
3048 | 6349 | 0 | 0.17829 | 0 | 99999 | 99999 | 99999 | 1 | 0 | 1 | -360 | 360 | 0 | 0 | 0 | 0 | 0 | 0 | 0 | 0
3048 | 5262 | 0 | 0.053428 | 0 | 99999 | 99999 | 99999 | 1 | 0 | 1 | -360 | 360 | 0 | 0 | 0 | 0 | 0 | 0 | 0 | 0
3048 | 5048 | 0 | 0.73119 | 0 | 99999 | 99999 | 99999 | 1 | 0 | 1 | -360 | 360 | 0 | 0 | 0 | 0 | 0 | 0 | 0 | 0
3048 | 6214 | 0 | 0.60366 | 0 | 99999 | 99999 | 99999 | 1 | 0 | 1 | -360 | 360 | 0 | 0 | 0 | 0 | 0 | 0 | 0 | 0
3048 | 3060 | 0 | 0.47995 | 0 | 99999 | 99999 | 99999 | 1 | 0 | 1 | -360 | 360 | 0 | 0 | 0 | 0 | 0 | 0 | 0 | 0
3048 | 3055 | 0 | 0.11777 | 0 | 99999 | 99999 | 99999 | 1 | 0 | 1 | -360 | 360 | 0 | 0 | 0 | 0 | 0 | 0 | 0 | 0
3051 | 4015 | 0 | 0.44099 | 0 | 99999 | 99999 | 99999 | 1 | 0 | 1 | -360 | 360 | 0 | 0 | 0 | 0 | 0 | 0 | 0 | 0
3055 | 3127 | 0 | 0.74325 | 0 | 99999 | 99999 | 99999 | 1 | 0 | 1 | -360 | 360 | 0 | 0 | 0 | 0 | 0 | 0 | 0 | 0
3055 | 3084 | 0 | 0.53546 | 0 | 99999 | 99999 | 99999 | 1 | 0 | 1 | -360 | 360 | 0 | 0 | 0 | 0 | 0 | 0 | 0 | 0
4002 | 4015 | 0 | 0.46747 | 0 | 99999 | 99999 | 99999 | 1 | 0 | 1 | -360 | 360 | 0 | 0 | 0 | 0 | 0 | 0 | 0 | 0
4005 | 4015 | 0 | 0.25598 | 0 | 99999 | 99999 | 99999 | 1 | 0 | 1 | -360 | 360 | 0 | 0 | 0 | 0 | 0 | 0 | 0 | 0
4005 | 4147 | 0 | 0.38806 | 0 | 99999 | 99999 | 99999 | 1 | 0 | 1 | -360 | 360 | 0 | 0 | 0 | 0 | 0 | 0 | 0 | 0
4005 | 4190 | 0 | 0.09621 | 0 | 99999 | 99999 | 99999 | 1 | 0 | 1 | -360 | 360 | 0 | 0 | 0 | 0 | 0 | 0 | 0 | 0
4007 | 4088 | 0 | 0.030306 | 0 | 99999 | 99999 | 99999 | 1 | 0 | 1 | -360 | 360 | 0 | 0 | 0 | 0 | 0 | 0 | 0 | 0
4007 | 4040 | 0 | 0.39958 | 0 | 99999 | 99999 | 99999 | 1 | 0 | 1 | -360 | 360 | 0 | 0 | 0 | 0 | 0 | 0 | 0 | 0
4007 | 4103 | 0 | 0.71412 | 0 | 99999 | 99999 | 99999 | 1 | 0 | 1 | -360 | 360 | 0 | 0 | 0 | 0 | 0 | 0 | 0 | 0
4007 | 4171 | 0 | 0.56115 | 0 | 99999 | 99999 | 99999 | 1 | 0 | 1 | -360 | 360 | 0 | 0 | 0 | 0 | 0 | 0 | 0 | 0
4007 | 4019 | 0 | 0.65057 | 0 | 99999 | 99999 | 99999 | 1 | 0 | 1 | -360 | 360 | 0 | 0 | 0 | 0 | 0 | 0 | 0 | 0
4010 | 4040 | 0 | 0.71789 | 0 | 99999 | 99999 | 99999 | 1 | 0 | 1 | -360 | 360 | 0 | 0 | 0 | 0 | 0 | 0 | 0 | 0
4010 | 4194 | 0 | 0.55891 | 0 | 99999 | 99999 | 99999 | 1 | 0 | 1 | -360 | 360 | 0 | 0 | 0 | 0 | 0 | 0 | 0 | 0
4010 | 4153 | 0 | 0.25635 | 0 | 99999 | 99999 | 99999 | 1 | 0 | 1 | -360 | 360 | 0 | 0 | 0 | 0 | 0 | 0 | 0 | 0
4015 | 4147 | 0 | 0.73594 | 0 | 99999 | 99999 | 99999 | 1 | 0 | 1 | -360 | 360 | 0 | 0 | 0 | 0 | 0 | 0 | 0 | 0
4015 | 4190 | 0 | 0.4219 | 0 | 99999 | 99999 | 99999 | 1 | 0 | 1 | -360 | 360 | 0 | 0 | 0 | 0 | 0 | 0 | 0 | 0
4017 | 4085 | 0 | 0.1256 | 0 | 99999 | 99999 | 99999 | 1 | 0 | 1 | -360 | 360 | 0 | 0 | 0 | 0 | 0 | 0 | 0 | 0
4017 | 4181 | 0 | 0.10848 | 0 | 99999 | 99999 | 99999 | 1 | 0 | 1 | -360 | 360 | 0 | 0 | 0 | 0 | 0 | 0 | 0 | 0
4017 | 4040 | 0 | 0.65571 | 0 | 99999 | 99999 | 99999 | 1 | 0 | 1 | -360 | 360 | 0 | 0 | 0 | 0 | 0 | 0 | 0 | 0
4017 | 4193 | 0 | 0.63072 | 0 | 99999 | 99999 | 99999 | 1 | 0 | 1 | -360 | 360 | 0 | 0 | 0 | 0 | 0 | 0 | 0 | 0
4017 | 4020 | 0 | 0.05113 | 0 | 99999 | 99999 | 99999 | 1 | 0 | 1 | -360 | 360 | 0 | 0 | 0 | 0 | 0 | 0 | 0 | 0
4017 | 4153 | 0 | 0.37524 | 0 | 99999 | 99999 | 99999 | 1 | 0 | 1 | -360 | 360 | 0 | 0 | 0 | 0 | 0 | 0 | 0 | 0
4019 | 4103 | 0 | 0.59029 | 0 | 99999 | 99999 | 99999 | 1 | 0 | 1 | -360 | 360 | 0 | 0 | 0 | 0 | 0 | 0 | 0 | 0
4019 | 4171 | 0 | 0.46385 | 0 | 99999 | 99999 | 99999 | 1 | 0 | 1 | -360 | 360 | 0 | 0 | 0 | 0 | 0 | 0 | 0 | 0
4020 | 4181 | 0 | 0.078521 | 0 | 99999 | 99999 | 99999 | 1 | 0 | 1 | -360 | 360 | 0 | 0 | 0 | 0 | 0 | 0 | 0 | 0
4020 | 4061 | 0 | 0.42819 | 0 | 99999 | 99999 | 99999 | 1 | 0 | 1 | -360 | 360 | 0 | 0 | 0 | 0 | 0 | 0 | 0 | 0
4020 | 4153 | 0 | 0.42907 | 0 | 99999 | 99999 | 99999 | 1 | 0 | 1 | -360 | 360 | 0 | 0 | 0 | 0 | 0 | 0 | 0 | 0
4026 | 6236 | 0 | 0.73692 | 0 | 99999 | 99999 | 99999 | 1 | 0 | 1 | -360 | 360 | 0 | 0 | 0 | 0 | 0 | 0 | 0 | 0
4026 | 4030 | 0 | 0.58063 | 0 | 99999 | 99999 | 99999 | 1 | 0 | 1 | -360 | 360 | 0 | 0 | 0 | 0 | 0 | 0 | 0 | 0
4030 | 4181 | 0 | 0.163 | 0 | 99999 | 99999 | 99999 | 1 | 0 | 1 | -360 | 360 | 0 | 0 | 0 | 0 | 0 | 0 | 0 | 0
4030 | 7406 | 0 | 0.060092 | 0 | 99999 | 99999 | 99999 | 1 | 0 | 1 | -360 | 360 | 0 | 0 | 0 | 0 | 0 | 0 | 0 | 0
4030 | 7001 | 0 | 0.44347 | 0 | 99999 | 99999 | 99999 | 1 | 0 | 1 | -360 | 360 | 0 | 0 | 0 | 0 | 0 | 0 | 0 | 0
4030 | 7045 | 0 | 0.34583 | 0 | 99999 | 99999 | 99999 | 1 | 0 | 1 | -360 | 360 | 0 | 0 | 0 | 0 | 0 | 0 | 0 | 0
4040 | 4085 | 0 | 0.42982 | 0 | 99999 | 99999 | 99999 | 1 | 0 | 1 | -360 | 360 | 0 | 0 | 0 | 0 | 0 | 0 | 0 | 0
4040 | 4181 | 0 | 0.46694 | 0 | 99999 | 99999 | 99999 | 1 | 0 | 1 | -360 | 360 | 0 | 0 | 0 | 0 | 0 | 0 | 0 | 0
4040 | 4075 | 0 | 0.11904 | 0 | 99999 | 99999 | 99999 | 1 | 0 | 1 | -360 | 360 | 0 | 0 | 0 | 0 | 0 | 0 | 0 | 0
4040 | 4042 | 0 | 0.040854 | 0 | 99999 | 99999 | 99999 | 1 | 0 | 1 | -360 | 360 | 0 | 0 | 0 | 0 | 0 | 0 | 0 | 0
4040 | 4071 | 0 | 0.39214 | 0 | 99999 | 99999 | 99999 | 1 | 0 | 1 | -360 | 360 | 0 | 0 | 0 | 0 | 0 | 0 | 0 | 0
4040 | 4193 | 0 | 0.14117 | 0 | 99999 | 99999 | 99999 | 1 | 0 | 1 | -360 | 360 | 0 | 0 | 0 | 0 | 0 | 0 | 0 | 0
4040 | 4194 | 0 | 0.71742 | 0 | 99999 | 99999 | 99999 | 1 | 0 | 1 | -360 | 360 | 0 | 0 | 0 | 0 | 0 | 0 | 0 | 0
4040 | 4047 | 0 | 0.73045 | 0 | 99999 | 99999 | 99999 | 1 | 0 | 1 | -360 | 360 | 0 | 0 | 0 | 0 | 0 | 0 | 0 | 0
4040 | 4147 | 0 | 0.17815 | 0 | 99999 | 99999 | 99999 | 1 | 0 | 1 | -360 | 360 | 0 | 0 | 0 | 0 | 0 | 0 | 0 | 0
4040 | 4153 | 0 | 0.1177 | 0 | 99999 | 99999 | 99999 | 1 | 0 | 1 | -360 | 360 | 0 | 0 | 0 | 0 | 0 | 0 | 0 | 0
4042 | 4075 | 0 | 0.37811 | 0 | 99999 | 99999 | 99999 | 1 | 0 | 1 | -360 | 360 | 0 | 0 | 0 | 0 | 0 | 0 | 0 | 0
4042 | 4193 | 0 | 0.45029 | 0 | 99999 | 99999 | 99999 | 1 | 0 | 1 | -360 | 360 | 0 | 0 | 0 | 0 | 0 | 0 | 0 | 0
4042 | 4147 | 0 | 0.61762 | 0 | 99999 | 99999 | 99999 | 1 | 0 | 1 | -360 | 360 | 0 | 0 | 0 | 0 | 0 | 0 | 0 | 0
4042 | 4153 | 0 | 0.42613 | 0 | 99999 | 99999 | 99999 | 1 | 0 | 1 | -360 | 360 | 0 | 0 | 0 | 0 | 0 | 0 | 0 | 0
4047 | 4147 | 0 | 0.54384 | 0 | 99999 | 99999 | 99999 | 1 | 0 | 1 | -360 | 360 | 0 | 0 | 0 | 0 | 0 | 0 | 0 | 0
4061 | 4181 | 0 | 0.092848 | 0 | 99999 | 99999 | 99999 | 1 | 0 | 1 | -360 | 360 | 0 | 0 | 0 | 0 | 0 | 0 | 0 | 0
4066 | 4103 | 0 | 0.13855 | 0 | 99999 | 99999 | 99999 | 1 | 0 | 1 | -360 | 360 | 0 | 0 | 0 | 0 | 0 | 0 | 0 | 0
4066 | 4067 | 0 | 0.4316 | 0 | 99999 | 99999 | 99999 | 1 | 0 | 1 | -360 | 360 | 0 | 0 | 0 | 0 | 0 | 0 | 0 | 0
4067 | 4103 | 0 | 0.41358 | 0 | 99999 | 99999 | 99999 | 1 | 0 | 1 | -360 | 360 | 0 | 0 | 0 | 0 | 0 | 0 | 0 | 0
4067 | 4194 | 0 | 0.62735 | 0 | 99999 | 99999 | 99999 | 1 | 0 | 1 | -360 | 360 | 0 | 0 | 0 | 0 | 0 | 0 | 0 | 0
4071 | 4194 | 0 | 0.17024 | 0 | 99999 | 99999 | 99999 | 1 | 0 | 1 | -360 | 360 | 0 | 0 | 0 | 0 | 0 | 0 | 0 | 0
4071 | 4085 | 0 | 0.51803 | 0 | 99999 | 99999 | 99999 | 1 | 0 | 1 | -360 | 360 | 0 | 0 | 0 | 0 | 0 | 0 | 0 | 0
4071 | 4193 | 0 | 0.049093 | 0 | 99999 | 99999 | 99999 | 1 | 0 | 1 | -360 | 360 | 0 | 0 | 0 | 0 | 0 | 0 | 0 | 0
4079 | 4122 | 0 | 0.022456 | 0 | 99999 | 99999 | 99999 | 1 | 0 | 1 | -360 | 360 | 0 | 0 | 0 | 0 | 0 | 0 | 0 | 0
4085 | 4181 | 0 | 0.12784 | 0 | 99999 | 99999 | 99999 | 1 | 0 | 1 | -360 | 360 | 0 | 0 | 0 | 0 | 0 | 0 | 0 | 0
4085 | 4193 | 0 | 0.37109 | 0 | 99999 | 99999 | 99999 | 1 | 0 | 1 | -360 | 360 | 0 | 0 | 0 | 0 | 0 | 0 | 0 | 0
4085 | 4194 | 0 | 0.61274 | 0 | 99999 | 99999 | 99999 | 1 | 0 | 1 | -360 | 360 | 0 | 0 | 0 | 0 | 0 | 0 | 0 | 0
4085 | 4153 | 0 | 0.27163 | 0 | 99999 | 99999 | 99999 | 1 | 0 | 1 | -360 | 360 | 0 | 0 | 0 | 0 | 0 | 0 | 0 | 0
4101 | 4147 | 0 | 0.34319 | 0 | 99999 | 99999 | 99999 | 1 | 0 | 1 | -360 | 360 | 0 | 0 | 0 | 0 | 0 | 0 | 0 | 0
4103 | 4171 | 0 | 0.50916 | 0 | 99999 | 99999 | 99999 | 1 | 0 | 1 | -360 | 360 | 0 | 0 | 0 | 0 | 0 | 0 | 0 | 0
4107 | 4122 | 0 | 0.089966 | 0 | 99999 | 99999 | 99999 | 1 | 0 | 1 | -360 | 360 | 0 | 0 | 0 | 0 | 0 | 0 | 0 | 0
4122 | 4194 | 0 | 0.2702 | 0 | 99999 | 99999 | 99999 | 1 | 0 | 1 | -360 | 360 | 0 | 0 | 0 | 0 | 0 | 0 | 0 | 0
4126 | 4171 | 0 | 0.034934 | 0 | 99999 | 99999 | 99999 | 1 | 0 | 1 | -360 | 360 | 0 | 0 | 0 | 0 | 0 | 0 | 0 | 0
4147 | 4190 | 0 | 0.11733 | 0 | 99999 | 99999 | 99999 | 1 | 0 | 1 | -360 | 360 | 0 | 0 | 0 | 0 | 0 | 0 | 0 | 0
4153 | 4181 | 0 | 0.21763 | 0 | 99999 | 99999 | 99999 | 1 | 0 | 1 | -360 | 360 | 0 | 0 | 0 | 0 | 0 | 0 | 0 | 0
4153 | 4193 | 0 | 0.73217 | 0 | 99999 | 99999 | 99999 | 1 | 0 | 1 | -360 | 360 | 0 | 0 | 0 | 0 | 0 | 0 | 0 | 0
4153 | 4194 | 0 | 0.71751 | 0 | 99999 | 99999 | 99999 | 1 | 0 | 1 | -360 | 360 | 0 | 0 | 0 | 0 | 0 | 0 | 0 | 0
4171 | 4194 | 0 | 0.33116 | 0 | 99999 | 99999 | 99999 | 1 | 0 | 1 | -360 | 360 | 0 | 0 | 0 | 0 | 0 | 0 | 0 | 0
4181 | 4193 | 0 | 0.6211 | 0 | 99999 | 99999 | 99999 | 1 | 0 | 1 | -360 | 360 | 0 | 0 | 0 | 0 | 0 | 0 | 0 | 0
4181 | 7406 | 0 | 0.23254 | 0 | 99999 | 99999 | 99999 | 1 | 0 | 1 | -360 | 360 | 0 | 0 | 0 | 0 | 0 | 0 | 0 | 0
4193 | 4194 | 0 | 0.44634 | 0 | 99999 | 99999 | 99999 | 1 | 0 | 1 | -360 | 360 | 0 | 0 | 0 | 0 | 0 | 0 | 0 | 0
5003 | 5250 | 0 | 0.028518 | 0 | 99999 | 99999 | 99999 | 1 | 0 | 1 | -360 | 360 | 0 | 0 | 0 | 0 | 0 | 0 | 0 | 0
5003 | 5335 | 0 | 0.4858 | 0 | 99999 | 99999 | 99999 | 1 | 0 | 1 | -360 | 360 | 0 | 0 | 0 | 0 | 0 | 0 | 0 | 0
5003 | 5103 | 0 | 0.068369 | 0 | 99999 | 99999 | 99999 | 1 | 0 | 1 | -360 | 360 | 0 | 0 | 0 | 0 | 0 | 0 | 0 | 0
5003 | 5224 | 0 | 0.32293 | 0 | 99999 | 99999 | 99999 | 1 | 0 | 1 | -360 | 360 | 0 | 0 | 0 | 0 | 0 | 0 | 0 | 0
5003 | 5203 | 0 | 0.12417 | 0 | 99999 | 99999 | 99999 | 1 | 0 | 1 | -360 | 360 | 0 | 0 | 0 | 0 | 0 | 0 | 0 | 0
5003 | 5126 | 0 | 0.1159 | 0 | 99999 | 99999 | 99999 | 1 | 0 | 1 | -360 | 360 | 0 | 0 | 0 | 0 | 0 | 0 | 0 | 0
5004 | 5011 | 0 | 0.32509 | 0 | 99999 | 99999 | 99999 | 1 | 0 | 1 | -360 | 360 | 0 | 0 | 0 | 0 | 0 | 0 | 0 | 0
5004 | 5439 | 0 | 0.36578 | 0 | 99999 | 99999 | 99999 | 1 | 0 | 1 | -360 | 360 | 0 | 0 | 0 | 0 | 0 | 0 | 0 | 0
5005 | 5008 | 0 | 0.51405 | 0 | 99999 | 99999 | 99999 | 1 | 0 | 1 | -360 | 360 | 0 | 0 | 0 | 0 | 0 | 0 | 0 | 0
5007 | 5016 | 0 | 0.23004 | 0 | 99999 | 99999 | 99999 | 1 | 0 | 1 | -360 | 360 | 0 | 0 | 0 | 0 | 0 | 0 | 0 | 0
5007 | 5465 | 0 | 0.22963 | 0 | 99999 | 99999 | 99999 | 1 | 0 | 1 | -360 | 360 | 0 | 0 | 0 | 0 | 0 | 0 | 0 | 0
5007 | 5422 | 0 | 0.58658 | 0 | 99999 | 99999 | 99999 | 1 | 0 | 1 | -360 | 360 | 0 | 0 | 0 | 0 | 0 | 0 | 0 | 0
5007 | 5444 | 0 | 0.70907 | 0 | 99999 | 99999 | 99999 | 1 | 0 | 1 | -360 | 360 | 0 | 0 | 0 | 0 | 0 | 0 | 0 | 0
5007 | 5291 | 0 | 0.27995 | 0 | 99999 | 99999 | 99999 | 1 | 0 | 1 | -360 | 360 | 0 | 0 | 0 | 0 | 0 | 0 | 0 | 0
5007 | 5323 | 0 | 0.75231 | 0 | 99999 | 99999 | 99999 | 1 | 0 | 1 | -360 | 360 | 0 | 0 | 0 | 0 | 0 | 0 | 0 | 0
5007 | 5385 | 0 | 0.50385 | 0 | 99999 | 99999 | 99999 | 1 | 0 | 1 | -360 | 360 | 0 | 0 | 0 | 0 | 0 | 0 | 0 | 0
5007 | 5364 | 0 | 0.38706 | 0 | 99999 | 99999 | 99999 | 1 | 0 | 1 | -360 | 360 | 0 | 0 | 0 | 0 | 0 | 0 | 0 | 0
5007 | 5351 | 0 | 0.53063 | 0 | 99999 | 99999 | 99999 | 1 | 0 | 1 | -360 | 360 | 0 | 0 | 0 | 0 | 0 | 0 | 0 | 0
5007 | 5307 | 0 | 0.5402 | 0 | 99999 | 99999 | 99999 | 1 | 0 | 1 | -360 | 360 | 0 | 0 | 0 | 0 | 0 | 0 | 0 | 0
5007 | 5103 | 0 | 0.43906 | 0 | 99999 | 99999 | 99999 | 1 | 0 | 1 | -360 | 360 | 0 | 0 | 0 | 0 | 0 | 0 | 0 | 0
5007 | 5175 | 0 | 0.012279 | 0 | 99999 | 99999 | 99999 | 1 | 0 | 1 | -360 | 360 | 0 | 0 | 0 | 0 | 0 | 0 | 0 | 0
5007 | 5206 | 0 | 0.68314 | 0 | 99999 | 99999 | 99999 | 1 | 0 | 1 | -360 | 360 | 0 | 0 | 0 | 0 | 0 | 0 | 0 | 0
5007 | 5084 | 0 | 0.72631 | 0 | 99999 | 99999 | 99999 | 1 | 0 | 1 | -360 | 360 | 0 | 0 | 0 | 0 | 0 | 0 | 0 | 0
5010 | 5305 | 0 | 0.010658 | 0 | 99999 | 99999 | 99999 | 1 | 0 | 1 | -360 | 360 | 0 | 0 | 0 | 0 | 0 | 0 | 0 | 0
5010 | 5412 | 0 | 0.034058 | 0 | 99999 | 99999 | 99999 | 1 | 0 | 1 | -360 | 360 | 0 | 0 | 0 | 0 | 0 | 0 | 0 | 0
5010 | 5351 | 0 | 0.11747 | 0 | 99999 | 99999 | 99999 | 1 | 0 | 1 | -360 | 360 | 0 | 0 | 0 | 0 | 0 | 0 | 0 | 0
5010 | 5126 | 0 | 0.030065 | 0 | 99999 | 99999 | 99999 | 1 | 0 | 1 | -360 | 360 | 0 | 0 | 0 | 0 | 0 | 0 | 0 | 0
5010 | 5161 | 0 | 0.056432 | 0 | 99999 | 99999 | 99999 | 1 | 0 | 1 | -360 | 360 | 0 | 0 | 0 | 0 | 0 | 0 | 0 | 0
5010 | 5053 | 0 | 0.086033 | 0 | 99999 | 99999 | 99999 | 1 | 0 | 1 | -360 | 360 | 0 | 0 | 0 | 0 | 0 | 0 | 0 | 0
5010 | 5084 | 0 | 0.072672 | 0 | 99999 | 99999 | 99999 | 1 | 0 | 1 | -360 | 360 | 0 | 0 | 0 | 0 | 0 | 0 | 0 | 0
5011 | 8087 | 0 | 0.64065 | 0 | 99999 | 99999 | 99999 | 1 | 0 | 1 | -360 | 360 | 0 | 0 | 0 | 0 | 0 | 0 | 0 | 0
5011 | 8155 | 0 | 0.21336 | 0 | 99999 | 99999 | 99999 | 1 | 0 | 1 | -360 | 360 | 0 | 0 | 0 | 0 | 0 | 0 | 0 | 0
5011 | 8001 | 0 | 0.38629 | 0 | 99999 | 99999 | 99999 | 1 | 0 | 1 | -360 | 360 | 0 | 0 | 0 | 0 | 0 | 0 | 0 | 0
5016 | 5480 | 0 | 0.16212 | 0 | 99999 | 99999 | 99999 | 1 | 0 | 1 | -360 | 360 | 0 | 0 | 0 | 0 | 0 | 0 | 0 | 0
5016 | 5251 | 0 | 0.64788 | 0 | 99999 | 99999 | 99999 | 1 | 0 | 1 | -360 | 360 | 0 | 0 | 0 | 0 | 0 | 0 | 0 | 0
5016 | 5463 | 0 | 0.21172 | 0 | 99999 | 99999 | 99999 | 1 | 0 | 1 | -360 | 360 | 0 | 0 | 0 | 0 | 0 | 0 | 0 | 0
5016 | 5098 | 0 | 0.71699 | 0 | 99999 | 99999 | 99999 | 1 | 0 | 1 | -360 | 360 | 0 | 0 | 0 | 0 | 0 | 0 | 0 | 0
5016 | 5465 | 0 | 0.29135 | 0 | 99999 | 99999 | 99999 | 1 | 0 | 1 | -360 | 360 | 0 | 0 | 0 | 0 | 0 | 0 | 0 | 0
5016 | 5335 | 0 | 0.2211 | 0 | 99999 | 99999 | 99999 | 1 | 0 | 1 | -360 | 360 | 0 | 0 | 0 | 0 | 0 | 0 | 0 | 0
5016 | 5449 | 0 | 0.19877 | 0 | 99999 | 99999 | 99999 | 1 | 0 | 1 | -360 | 360 | 0 | 0 | 0 | 0 | 0 | 0 | 0 | 0
5016 | 5444 | 0 | 0.27082 | 0 | 99999 | 99999 | 99999 | 1 | 0 | 1 | -360 | 360 | 0 | 0 | 0 | 0 | 0 | 0 | 0 | 0
5016 | 5379 | 0 | 0.037332 | 0 | 99999 | 99999 | 99999 | 1 | 0 | 1 | -360 | 360 | 0 | 0 | 0 | 0 | 0 | 0 | 0 | 0
5016 | 5440 | 0 | 0.29871 | 0 | 99999 | 99999 | 99999 | 1 | 0 | 1 | -360 | 360 | 0 | 0 | 0 | 0 | 0 | 0 | 0 | 0
5016 | 5291 | 0 | 0.10789 | 0 | 99999 | 99999 | 99999 | 1 | 0 | 1 | -360 | 360 | 0 | 0 | 0 | 0 | 0 | 0 | 0 | 0
5016 | 5447 | 0 | 0.40269 | 0 | 99999 | 99999 | 99999 | 1 | 0 | 1 | -360 | 360 | 0 | 0 | 0 | 0 | 0 | 0 | 0 | 0
5016 | 5441 | 0 | 0.50573 | 0 | 99999 | 99999 | 99999 | 1 | 0 | 1 | -360 | 360 | 0 | 0 | 0 | 0 | 0 | 0 | 0 | 0
5016 | 5245 | 0 | 0.050245 | 0 | 99999 | 99999 | 99999 | 1 | 0 | 1 | -360 | 360 | 0 | 0 | 0 | 0 | 0 | 0 | 0 | 0
5016 | 5022 | 0 | 0.13516 | 0 | 99999 | 99999 | 99999 | 1 | 0 | 1 | -360 | 360 | 0 | 0 | 0 | 0 | 0 | 0 | 0 | 0
5016 | 5323 | 0 | 0.14326 | 0 | 99999 | 99999 | 99999 | 1 | 0 | 1 | -360 | 360 | 0 | 0 | 0 | 0 | 0 | 0 | 0 | 0
5016 | 5385 | 0 | 0.17524 | 0 | 99999 | 99999 | 99999 | 1 | 0 | 1 | -360 | 360 | 0 | 0 | 0 | 0 | 0 | 0 | 0 | 0
5016 | 5364 | 0 | 0.094124 | 0 | 99999 | 99999 | 99999 | 1 | 0 | 1 | -360 | 360 | 0 | 0 | 0 | 0 | 0 | 0 | 0 | 0
5016 | 5351 | 0 | 0.25985 | 0 | 99999 | 99999 | 99999 | 1 | 0 | 1 | -360 | 360 | 0 | 0 | 0 | 0 | 0 | 0 | 0 | 0
5016 | 5273 | 0 | 0.58473 | 0 | 99999 | 99999 | 99999 | 1 | 0 | 1 | -360 | 360 | 0 | 0 | 0 | 0 | 0 | 0 | 0 | 0
5016 | 5433 | 0 | 0.05263 | 0 | 99999 | 99999 | 99999 | 1 | 0 | 1 | -360 | 360 | 0 | 0 | 0 | 0 | 0 | 0 | 0 | 0
5016 | 5305 | 0 | 0.43875 | 0 | 99999 | 99999 | 99999 | 1 | 0 | 1 | -360 | 360 | 0 | 0 | 0 | 0 | 0 | 0 | 0 | 0
5016 | 5103 | 0 | 0.27133 | 0 | 99999 | 99999 | 99999 | 1 | 0 | 1 | -360 | 360 | 0 | 0 | 0 | 0 | 0 | 0 | 0 | 0
5016 | 5175 | 0 | 0.11342 | 0 | 99999 | 99999 | 99999 | 1 | 0 | 1 | -360 | 360 | 0 | 0 | 0 | 0 | 0 | 0 | 0 | 0
5016 | 5117 | 0 | 0.37331 | 0 | 99999 | 99999 | 99999 | 1 | 0 | 1 | -360 | 360 | 0 | 0 | 0 | 0 | 0 | 0 | 0 | 0
5016 | 5206 | 0 | 0.27127 | 0 | 99999 | 99999 | 99999 | 1 | 0 | 1 | -360 | 360 | 0 | 0 | 0 | 0 | 0 | 0 | 0 | 0
5016 | 5067 | 0 | 0.11985 | 0 | 99999 | 99999 | 99999 | 1 | 0 | 1 | -360 | 360 | 0 | 0 | 0 | 0 | 0 | 0 | 0 | 0
5016 | 5057 | 0 | 0.40883 | 0 | 99999 | 99999 | 99999 | 1 | 0 | 1 | -360 | 360 | 0 | 0 | 0 | 0 | 0 | 0 | 0 | 0
5016 | 5084 | 0 | 0.48036 | 0 | 99999 | 99999 | 99999 | 1 | 0 | 1 | -360 | 360 | 0 | 0 | 0 | 0 | 0 | 0 | 0 | 0
5016 | 5262 | 0 | 0.33927 | 0 | 99999 | 99999 | 99999 | 1 | 0 | 1 | -360 | 360 | 0 | 0 | 0 | 0 | 0 | 0 | 0 | 0
5022 | 5480 | 0 | 0.089625 | 0 | 99999 | 99999 | 99999 | 1 | 0 | 1 | -360 | 360 | 0 | 0 | 0 | 0 | 0 | 0 | 0 | 0
5022 | 5098 | 0 | 0.50783 | 0 | 99999 | 99999 | 99999 | 1 | 0 | 1 | -360 | 360 | 0 | 0 | 0 | 0 | 0 | 0 | 0 | 0
5022 | 5465 | 0 | 0.7071 | 0 | 99999 | 99999 | 99999 | 1 | 0 | 1 | -360 | 360 | 0 | 0 | 0 | 0 | 0 | 0 | 0 | 0
5022 | 5449 | 0 | 0.15135 | 0 | 99999 | 99999 | 99999 | 1 | 0 | 1 | -360 | 360 | 0 | 0 | 0 | 0 | 0 | 0 | 0 | 0
5022 | 5444 | 0 | 0.15761 | 0 | 99999 | 99999 | 99999 | 1 | 0 | 1 | -360 | 360 | 0 | 0 | 0 | 0 | 0 | 0 | 0 | 0
5022 | 5379 | 0 | 0.34442 | 0 | 99999 | 99999 | 99999 | 1 | 0 | 1 | -360 | 360 | 0 | 0 | 0 | 0 | 0 | 0 | 0 | 0
5022 | 5440 | 0 | 0.4982 | 0 | 99999 | 99999 | 99999 | 1 | 0 | 1 | -360 | 360 | 0 | 0 | 0 | 0 | 0 | 0 | 0 | 0
5022 | 5441 | 0 | 0.7507 | 0 | 99999 | 99999 | 99999 | 1 | 0 | 1 | -360 | 360 | 0 | 0 | 0 | 0 | 0 | 0 | 0 | 0
5022 | 5030 | 0 | 0.10001 | 0 | 99999 | 99999 | 99999 | 1 | 0 | 1 | -360 | 360 | 0 | 0 | 0 | 0 | 0 | 0 | 0 | 0
5022 | 5323 | 0 | 0.18205 | 0 | 99999 | 99999 | 99999 | 1 | 0 | 1 | -360 | 360 | 0 | 0 | 0 | 0 | 0 | 0 | 0 | 0
5022 | 5415 | 0 | 0.29981 | 0 | 99999 | 99999 | 99999 | 1 | 0 | 1 | -360 | 360 | 0 | 0 | 0 | 0 | 0 | 0 | 0 | 0
5022 | 5385 | 0 | 0.21739 | 0 | 99999 | 99999 | 99999 | 1 | 0 | 1 | -360 | 360 | 0 | 0 | 0 | 0 | 0 | 0 | 0 | 0
5022 | 5364 | 0 | 0.24022 | 0 | 99999 | 99999 | 99999 | 1 | 0 | 1 | -360 | 360 | 0 | 0 | 0 | 0 | 0 | 0 | 0 | 0
5022 | 5351 | 0 | 0.30407 | 0 | 99999 | 99999 | 99999 | 1 | 0 | 1 | -360 | 360 | 0 | 0 | 0 | 0 | 0 | 0 | 0 | 0
5022 | 5103 | 0 | 0.55436 | 0 | 99999 | 99999 | 99999 | 1 | 0 | 1 | -360 | 360 | 0 | 0 | 0 | 0 | 0 | 0 | 0 | 0
5022 | 5175 | 0 | 0.41583 | 0 | 99999 | 99999 | 99999 | 1 | 0 | 1 | -360 | 360 | 0 | 0 | 0 | 0 | 0 | 0 | 0 | 0
5022 | 5117 | 0 | 0.23861 | 0 | 99999 | 99999 | 99999 | 1 | 0 | 1 | -360 | 360 | 0 | 0 | 0 | 0 | 0 | 0 | 0 | 0
5022 | 5206 | 0 | 0.43905 | 0 | 99999 | 99999 | 99999 | 1 | 0 | 1 | -360 | 360 | 0 | 0 | 0 | 0 | 0 | 0 | 0 | 0
5022 | 5067 | 0 | 0.28144 | 0 | 99999 | 99999 | 99999 | 1 | 0 | 1 | -360 | 360 | 0 | 0 | 0 | 0 | 0 | 0 | 0 | 0
5022 | 5057 | 0 | 0.28583 | 0 | 99999 | 99999 | 99999 | 1 | 0 | 1 | -360 | 360 | 0 | 0 | 0 | 0 | 0 | 0 | 0 | 0
5022 | 5319 | 0 | 0.18679 | 0 | 99999 | 99999 | 99999 | 1 | 0 | 1 | -360 | 360 | 0 | 0 | 0 | 0 | 0 | 0 | 0 | 0
5022 | 5262 | 0 | 0.079027 | 0 | 99999 | 99999 | 99999 | 1 | 0 | 1 | -360 | 360 | 0 | 0 | 0 | 0 | 0 | 0 | 0 | 0
5030 | 5249 | 0 | 0.067011 | 0 | 99999 | 99999 | 99999 | 1 | 0 | 1 | -360 | 360 | 0 | 0 | 0 | 0 | 0 | 0 | 0 | 0
5030 | 5291 | 0 | 0.15059 | 0 | 99999 | 99999 | 99999 | 1 | 0 | 1 | -360 | 360 | 0 | 0 | 0 | 0 | 0 | 0 | 0 | 0
5037 | 5465 | 0 | 0.65839 | 0 | 99999 | 99999 | 99999 | 1 | 0 | 1 | -360 | 360 | 0 | 0 | 0 | 0 | 0 | 0 | 0 | 0
5037 | 5449 | 0 | 0.43015 | 0 | 99999 | 99999 | 99999 | 1 | 0 | 1 | -360 | 360 | 0 | 0 | 0 | 0 | 0 | 0 | 0 | 0
5037 | 5444 | 0 | 0.12459 | 0 | 99999 | 99999 | 99999 | 1 | 0 | 1 | -360 | 360 | 0 | 0 | 0 | 0 | 0 | 0 | 0 | 0
5037 | 5323 | 0 | 0.27098 | 0 | 99999 | 99999 | 99999 | 1 | 0 | 1 | -360 | 360 | 0 | 0 | 0 | 0 | 0 | 0 | 0 | 0
5037 | 5385 | 0 | 0.047298 | 0 | 99999 | 99999 | 99999 | 1 | 0 | 1 | -360 | 360 | 0 | 0 | 0 | 0 | 0 | 0 | 0 | 0
5037 | 5382 | 0 | 0.62735 | 0 | 99999 | 99999 | 99999 | 1 | 0 | 1 | -360 | 360 | 0 | 0 | 0 | 0 | 0 | 0 | 0 | 0
5037 | 5351 | 0 | 0.11898 | 0 | 99999 | 99999 | 99999 | 1 | 0 | 1 | -360 | 360 | 0 | 0 | 0 | 0 | 0 | 0 | 0 | 0
5037 | 5103 | 0 | 0.29225 | 0 | 99999 | 99999 | 99999 | 1 | 0 | 1 | -360 | 360 | 0 | 0 | 0 | 0 | 0 | 0 | 0 | 0
5037 | 5329 | 0 | 0.56955 | 0 | 99999 | 99999 | 99999 | 1 | 0 | 1 | -360 | 360 | 0 | 0 | 0 | 0 | 0 | 0 | 0 | 0
5037 | 5048 | 0 | 0.73528 | 0 | 99999 | 99999 | 99999 | 1 | 0 | 1 | -360 | 360 | 0 | 0 | 0 | 0 | 0 | 0 | 0 | 0
5048 | 5444 | 0 | 0.022451 | 0 | 99999 | 99999 | 99999 | 1 | 0 | 1 | -360 | 360 | 0 | 0 | 0 | 0 | 0 | 0 | 0 | 0
5048 | 5385 | 0 | 0.25067 | 0 | 99999 | 99999 | 99999 | 1 | 0 | 1 | -360 | 360 | 0 | 0 | 0 | 0 | 0 | 0 | 0 | 0
5048 | 5351 | 0 | 0.68269 | 0 | 99999 | 99999 | 99999 | 1 | 0 | 1 | -360 | 360 | 0 | 0 | 0 | 0 | 0 | 0 | 0 | 0
5048 | 5262 | 0 | 0.3374 | 0 | 99999 | 99999 | 99999 | 1 | 0 | 1 | -360 | 360 | 0 | 0 | 0 | 0 | 0 | 0 | 0 | 0
5053 | 5203 | 0 | 0.034411 | 0 | 99999 | 99999 | 99999 | 1 | 0 | 1 | -360 | 360 | 0 | 0 | 0 | 0 | 0 | 0 | 0 | 0
5053 | 5103 | 0 | 0.01212 | 0 | 99999 | 99999 | 99999 | 1 | 0 | 1 | -360 | 360 | 0 | 0 | 0 | 0 | 0 | 0 | 0 | 0
5053 | 5126 | 0 | 0.42192 | 0 | 99999 | 99999 | 99999 | 1 | 0 | 1 | -360 | 360 | 0 | 0 | 0 | 0 | 0 | 0 | 0 | 0
5053 | 5084 | 0 | 0.0088894 | 0 | 99999 | 99999 | 99999 | 1 | 0 | 1 | -360 | 360 | 0 | 0 | 0 | 0 | 0 | 0 | 0 | 0
5057 | 5415 | 0 | 0.42631 | 0 | 99999 | 99999 | 99999 | 1 | 0 | 1 | -360 | 360 | 0 | 0 | 0 | 0 | 0 | 0 | 0 | 0
5057 | 5364 | 0 | 0.19562 | 0 | 99999 | 99999 | 99999 | 1 | 0 | 1 | -360 | 360 | 0 | 0 | 0 | 0 | 0 | 0 | 0 | 0
5057 | 5175 | 0 | 0.60666 | 0 | 99999 | 99999 | 99999 | 1 | 0 | 1 | -360 | 360 | 0 | 0 | 0 | 0 | 0 | 0 | 0 | 0
5057 | 5206 | 0 | 0.26525 | 0 | 99999 | 99999 | 99999 | 1 | 0 | 1 | -360 | 360 | 0 | 0 | 0 | 0 | 0 | 0 | 0 | 0
5057 | 5262 | 0 | 0.68775 | 0 | 99999 | 99999 | 99999 | 1 | 0 | 1 | -360 | 360 | 0 | 0 | 0 | 0 | 0 | 0 | 0 | 0
5067 | 5480 | 0 | 0.51542 | 0 | 99999 | 99999 | 99999 | 1 | 0 | 1 | -360 | 360 | 0 | 0 | 0 | 0 | 0 | 0 | 0 | 0
5067 | 5465 | 0 | 0.59532 | 0 | 99999 | 99999 | 99999 | 1 | 0 | 1 | -360 | 360 | 0 | 0 | 0 | 0 | 0 | 0 | 0 | 0
5067 | 5449 | 0 | 0.24519 | 0 | 99999 | 99999 | 99999 | 1 | 0 | 1 | -360 | 360 | 0 | 0 | 0 | 0 | 0 | 0 | 0 | 0
5067 | 5444 | 0 | 0.30799 | 0 | 99999 | 99999 | 99999 | 1 | 0 | 1 | -360 | 360 | 0 | 0 | 0 | 0 | 0 | 0 | 0 | 0
5067 | 5440 | 0 | 0.4709 | 0 | 99999 | 99999 | 99999 | 1 | 0 | 1 | -360 | 360 | 0 | 0 | 0 | 0 | 0 | 0 | 0 | 0
5067 | 5323 | 0 | 0.13324 | 0 | 99999 | 99999 | 99999 | 1 | 0 | 1 | -360 | 360 | 0 | 0 | 0 | 0 | 0 | 0 | 0 | 0
5067 | 5385 | 0 | 0.18301 | 0 | 99999 | 99999 | 99999 | 1 | 0 | 1 | -360 | 360 | 0 | 0 | 0 | 0 | 0 | 0 | 0 | 0
5067 | 5364 | 0 | 0.38647 | 0 | 99999 | 99999 | 99999 | 1 | 0 | 1 | -360 | 360 | 0 | 0 | 0 | 0 | 0 | 0 | 0 | 0
5067 | 5351 | 0 | 0.3537 | 0 | 99999 | 99999 | 99999 | 1 | 0 | 1 | -360 | 360 | 0 | 0 | 0 | 0 | 0 | 0 | 0 | 0
5067 | 5433 | 0 | 0.54498 | 0 | 99999 | 99999 | 99999 | 1 | 0 | 1 | -360 | 360 | 0 | 0 | 0 | 0 | 0 | 0 | 0 | 0
5067 | 5305 | 0 | 0.44195 | 0 | 99999 | 99999 | 99999 | 1 | 0 | 1 | -360 | 360 | 0 | 0 | 0 | 0 | 0 | 0 | 0 | 0
5067 | 5103 | 0 | 0.35999 | 0 | 99999 | 99999 | 99999 | 1 | 0 | 1 | -360 | 360 | 0 | 0 | 0 | 0 | 0 | 0 | 0 | 0
5067 | 5175 | 0 | 0.43553 | 0 | 99999 | 99999 | 99999 | 1 | 0 | 1 | -360 | 360 | 0 | 0 | 0 | 0 | 0 | 0 | 0 | 0
5067 | 5117 | 0 | 0.76268 | 0 | 99999 | 99999 | 99999 | 1 | 0 | 1 | -360 | 360 | 0 | 0 | 0 | 0 | 0 | 0 | 0 | 0
5067 | 5084 | 0 | 0.63966 | 0 | 99999 | 99999 | 99999 | 1 | 0 | 1 | -360 | 360 | 0 | 0 | 0 | 0 | 0 | 0 | 0 | 0
5067 | 5262 | 0 | 0.36871 | 0 | 99999 | 99999 | 99999 | 1 | 0 | 1 | -360 | 360 | 0 | 0 | 0 | 0 | 0 | 0 | 0 | 0
5084 | 5351 | 0 | 0.19831 | 0 | 99999 | 99999 | 99999 | 1 | 0 | 1 | -360 | 360 | 0 | 0 | 0 | 0 | 0 | 0 | 0 | 0
5084 | 5126 | 0 | 0.35295 | 0 | 99999 | 99999 | 99999 | 1 | 0 | 1 | -360 | 360 | 0 | 0 | 0 | 0 | 0 | 0 | 0 | 0
5084 | 5161 | 0 | 0.65477 | 0 | 99999 | 99999 | 99999 | 1 | 0 | 1 | -360 | 360 | 0 | 0 | 0 | 0 | 0 | 0 | 0 | 0
5084 | 8129 | 0 | 0.44886 | 0 | 99999 | 99999 | 99999 | 1 | 0 | 1 | -360 | 360 | 0 | 0 | 0 | 0 | 0 | 0 | 0 | 0
5084 | 5465 | 0 | 0.17147 | 0 | 99999 | 99999 | 99999 | 1 | 0 | 1 | -360 | 360 | 0 | 0 | 0 | 0 | 0 | 0 | 0 | 0
5084 | 5449 | 0 | 0.4646 | 0 | 99999 | 99999 | 99999 | 1 | 0 | 1 | -360 | 360 | 0 | 0 | 0 | 0 | 0 | 0 | 0 | 0
5084 | 5444 | 0 | 0.15433 | 0 | 99999 | 99999 | 99999 | 1 | 0 | 1 | -360 | 360 | 0 | 0 | 0 | 0 | 0 | 0 | 0 | 0
5084 | 5323 | 0 | 0.27028 | 0 | 99999 | 99999 | 99999 | 1 | 0 | 1 | -360 | 360 | 0 | 0 | 0 | 0 | 0 | 0 | 0 | 0
5084 | 5385 | 0 | 0.18762 | 0 | 99999 | 99999 | 99999 | 1 | 0 | 1 | -360 | 360 | 0 | 0 | 0 | 0 | 0 | 0 | 0 | 0
5084 | 5305 | 0 | 0.20325 | 0 | 99999 | 99999 | 99999 | 1 | 0 | 1 | -360 | 360 | 0 | 0 | 0 | 0 | 0 | 0 | 0 | 0
5084 | 5103 | 0 | 0.15614 | 0 | 99999 | 99999 | 99999 | 1 | 0 | 1 | -360 | 360 | 0 | 0 | 0 | 0 | 0 | 0 | 0 | 0
5084 | 5234 | 0 | 0.31993 | 0 | 99999 | 99999 | 99999 | 1 | 0 | 1 | -360 | 360 | 0 | 0 | 0 | 0 | 0 | 0 | 0 | 0
5084 | 5302 | 0 | 0.2344 | 0 | 99999 | 99999 | 99999 | 1 | 0 | 1 | -360 | 360 | 0 | 0 | 0 | 0 | 0 | 0 | 0 | 0
5084 | 5175 | 0 | 0.36664 | 0 | 99999 | 99999 | 99999 | 1 | 0 | 1 | -360 | 360 | 0 | 0 | 0 | 0 | 0 | 0 | 0 | 0
5098 | 5480 | 0 | 0.61306 | 0 | 99999 | 99999 | 99999 | 1 | 0 | 1 | -360 | 360 | 0 | 0 | 0 | 0 | 0 | 0 | 0 | 0
5098 | 5444 | 0 | 0.23718 | 0 | 99999 | 99999 | 99999 | 1 | 0 | 1 | -360 | 360 | 0 | 0 | 0 | 0 | 0 | 0 | 0 | 0
5098 | 5440 | 0 | 0.77792 | 0 | 99999 | 99999 | 99999 | 1 | 0 | 1 | -360 | 360 | 0 | 0 | 0 | 0 | 0 | 0 | 0 | 0
5098 | 5291 | 0 | 0.20967 | 0 | 99999 | 99999 | 99999 | 1 | 0 | 1 | -360 | 360 | 0 | 0 | 0 | 0 | 0 | 0 | 0 | 0
5098 | 5447 | 0 | 0.48368 | 0 | 99999 | 99999 | 99999 | 1 | 0 | 1 | -360 | 360 | 0 | 0 | 0 | 0 | 0 | 0 | 0 | 0
5098 | 5441 | 0 | 0.11781 | 0 | 99999 | 99999 | 99999 | 1 | 0 | 1 | -360 | 360 | 0 | 0 | 0 | 0 | 0 | 0 | 0 | 0
5098 | 5373 | 0 | 0.22701 | 0 | 99999 | 99999 | 99999 | 1 | 0 | 1 | -360 | 360 | 0 | 0 | 0 | 0 | 0 | 0 | 0 | 0
5098 | 5287 | 0 | 0.38546 | 0 | 99999 | 99999 | 99999 | 1 | 0 | 1 | -360 | 360 | 0 | 0 | 0 | 0 | 0 | 0 | 0 | 0
5098 | 5117 | 0 | 0.25124 | 0 | 99999 | 99999 | 99999 | 1 | 0 | 1 | -360 | 360 | 0 | 0 | 0 | 0 | 0 | 0 | 0 | 0
5098 | 5319 | 0 | 0.71012 | 0 | 99999 | 99999 | 99999 | 1 | 0 | 1 | -360 | 360 | 0 | 0 | 0 | 0 | 0 | 0 | 0 | 0
5098 | 5262 | 0 | 0.3108 | 0 | 99999 | 99999 | 99999 | 1 | 0 | 1 | -360 | 360 | 0 | 0 | 0 | 0 | 0 | 0 | 0 | 0
5103 | 5203 | 0 | 0.024834 | 0 | 99999 | 99999 | 99999 | 1 | 0 | 1 | -360 | 360 | 0 | 0 | 0 | 0 | 0 | 0 | 0 | 0
5103 | 8129 | 0 | 0.26033 | 0 | 99999 | 99999 | 99999 | 1 | 0 | 1 | -360 | 360 | 0 | 0 | 0 | 0 | 0 | 0 | 0 | 0
5103 | 5465 | 0 | 0.099596 | 0 | 99999 | 99999 | 99999 | 1 | 0 | 1 | -360 | 360 | 0 | 0 | 0 | 0 | 0 | 0 | 0 | 0
5103 | 5335 | 0 | 0.13717 | 0 | 99999 | 99999 | 99999 | 1 | 0 | 1 | -360 | 360 | 0 | 0 | 0 | 0 | 0 | 0 | 0 | 0
5103 | 5449 | 0 | 0.27055 | 0 | 99999 | 99999 | 99999 | 1 | 0 | 1 | -360 | 360 | 0 | 0 | 0 | 0 | 0 | 0 | 0 | 0
5103 | 5444 | 0 | 0.10602 | 0 | 99999 | 99999 | 99999 | 1 | 0 | 1 | -360 | 360 | 0 | 0 | 0 | 0 | 0 | 0 | 0 | 0
5103 | 5323 | 0 | 0.14492 | 0 | 99999 | 99999 | 99999 | 1 | 0 | 1 | -360 | 360 | 0 | 0 | 0 | 0 | 0 | 0 | 0 | 0
5103 | 5385 | 0 | 0.047048 | 0 | 99999 | 99999 | 99999 | 1 | 0 | 1 | -360 | 360 | 0 | 0 | 0 | 0 | 0 | 0 | 0 | 0
5103 | 5382 | 0 | 0.64808 | 0 | 99999 | 99999 | 99999 | 1 | 0 | 1 | -360 | 360 | 0 | 0 | 0 | 0 | 0 | 0 | 0 | 0
5103 | 5364 | 0 | 0.62103 | 0 | 99999 | 99999 | 99999 | 1 | 0 | 1 | -360 | 360 | 0 | 0 | 0 | 0 | 0 | 0 | 0 | 0
5103 | 5161 | 0 | 0.50885 | 0 | 99999 | 99999 | 99999 | 1 | 0 | 1 | -360 | 360 | 0 | 0 | 0 | 0 | 0 | 0 | 0 | 0
5103 | 5351 | 0 | 0.079486 | 0 | 99999 | 99999 | 99999 | 1 | 0 | 1 | -360 | 360 | 0 | 0 | 0 | 0 | 0 | 0 | 0 | 0
5103 | 5305 | 0 | 0.095177 | 0 | 99999 | 99999 | 99999 | 1 | 0 | 1 | -360 | 360 | 0 | 0 | 0 | 0 | 0 | 0 | 0 | 0
5103 | 5234 | 0 | 0.29457 | 0 | 99999 | 99999 | 99999 | 1 | 0 | 1 | -360 | 360 | 0 | 0 | 0 | 0 | 0 | 0 | 0 | 0
5103 | 5302 | 0 | 0.2155 | 0 | 99999 | 99999 | 99999 | 1 | 0 | 1 | -360 | 360 | 0 | 0 | 0 | 0 | 0 | 0 | 0 | 0
5103 | 5224 | 0 | 0.015057 | 0 | 99999 | 99999 | 99999 | 1 | 0 | 1 | -360 | 360 | 0 | 0 | 0 | 0 | 0 | 0 | 0 | 0
5103 | 5175 | 0 | 0.21829 | 0 | 99999 | 99999 | 99999 | 1 | 0 | 1 | -360 | 360 | 0 | 0 | 0 | 0 | 0 | 0 | 0 | 0
5103 | 5329 | 0 | 0.44079 | 0 | 99999 | 99999 | 99999 | 1 | 0 | 1 | -360 | 360 | 0 | 0 | 0 | 0 | 0 | 0 | 0 | 0
5103 | 5168 | 0 | 0.18096 | 0 | 99999 | 99999 | 99999 | 1 | 0 | 1 | -360 | 360 | 0 | 0 | 0 | 0 | 0 | 0 | 0 | 0
5103 | 5126 | 0 | 0.055437 | 0 | 99999 | 99999 | 99999 | 1 | 0 | 1 | -360 | 360 | 0 | 0 | 0 | 0 | 0 | 0 | 0 | 0
5103 | 5181 | 0 | 0.7559 | 0 | 99999 | 99999 | 99999 | 1 | 0 | 1 | -360 | 360 | 0 | 0 | 0 | 0 | 0 | 0 | 0 | 0
5103 | 5250 | 0 | 0.23 | 0 | 99999 | 99999 | 99999 | 1 | 0 | 1 | -360 | 360 | 0 | 0 | 0 | 0 | 0 | 0 | 0 | 0
5117 | 5447 | 0 | 0.021975 | 0 | 99999 | 99999 | 99999 | 1 | 0 | 1 | -360 | 360 | 0 | 0 | 0 | 0 | 0 | 0 | 0 | 0
5117 | 5480 | 0 | 0.34248 | 0 | 99999 | 99999 | 99999 | 1 | 0 | 1 | -360 | 360 | 0 | 0 | 0 | 0 | 0 | 0 | 0 | 0
5117 | 5251 | 0 | 0.30186 | 0 | 99999 | 99999 | 99999 | 1 | 0 | 1 | -360 | 360 | 0 | 0 | 0 | 0 | 0 | 0 | 0 | 0
5117 | 5379 | 0 | 0.068442 | 0 | 99999 | 99999 | 99999 | 1 | 0 | 1 | -360 | 360 | 0 | 0 | 0 | 0 | 0 | 0 | 0 | 0
5117 | 5440 | 0 | 0.12199 | 0 | 99999 | 99999 | 99999 | 1 | 0 | 1 | -360 | 360 | 0 | 0 | 0 | 0 | 0 | 0 | 0 | 0
5117 | 5291 | 0 | 0.40538 | 0 | 99999 | 99999 | 99999 | 1 | 0 | 1 | -360 | 360 | 0 | 0 | 0 | 0 | 0 | 0 | 0 | 0
5117 | 5441 | 0 | 0.058462 | 0 | 99999 | 99999 | 99999 | 1 | 0 | 1 | -360 | 360 | 0 | 0 | 0 | 0 | 0 | 0 | 0 | 0
5117 | 5373 | 0 | 0.61262 | 0 | 99999 | 99999 | 99999 | 1 | 0 | 1 | -360 | 360 | 0 | 0 | 0 | 0 | 0 | 0 | 0 | 0
5117 | 5433 | 0 | 0.58874 | 0 | 99999 | 99999 | 99999 | 1 | 0 | 1 | -360 | 360 | 0 | 0 | 0 | 0 | 0 | 0 | 0 | 0
5126 | 5351 | 0 | 0.10475 | 0 | 99999 | 99999 | 99999 | 1 | 0 | 1 | -360 | 360 | 0 | 0 | 0 | 0 | 0 | 0 | 0 | 0
5126 | 5161 | 0 | 0.13539 | 0 | 99999 | 99999 | 99999 | 1 | 0 | 1 | -360 | 360 | 0 | 0 | 0 | 0 | 0 | 0 | 0 | 0
5126 | 5157 | 0 | 0.48582 | 0 | 99999 | 99999 | 99999 | 1 | 0 | 1 | -360 | 360 | 0 | 0 | 0 | 0 | 0 | 0 | 0 | 0
5126 | 5335 | 0 | 0.29292 | 0 | 99999 | 99999 | 99999 | 1 | 0 | 1 | -360 | 360 | 0 | 0 | 0 | 0 | 0 | 0 | 0 | 0
5126 | 5323 | 0 | 0.34172 | 0 | 99999 | 99999 | 99999 | 1 | 0 | 1 | -360 | 360 | 0 | 0 | 0 | 0 | 0 | 0 | 0 | 0
5126 | 5224 | 0 | 0.22628 | 0 | 99999 | 99999 | 99999 | 1 | 0 | 1 | -360 | 360 | 0 | 0 | 0 | 0 | 0 | 0 | 0 | 0
5126 | 5203 | 0 | 0.10934 | 0 | 99999 | 99999 | 99999 | 1 | 0 | 1 | -360 | 360 | 0 | 0 | 0 | 0 | 0 | 0 | 0 | 0
5126 | 5329 | 0 | 0.29693 | 0 | 99999 | 99999 | 99999 | 1 | 0 | 1 | -360 | 360 | 0 | 0 | 0 | 0 | 0 | 0 | 0 | 0
5126 | 5168 | 0 | 0.16135 | 0 | 99999 | 99999 | 99999 | 1 | 0 | 1 | -360 | 360 | 0 | 0 | 0 | 0 | 0 | 0 | 0 | 0
5126 | 5181 | 0 | 0.49146 | 0 | 99999 | 99999 | 99999 | 1 | 0 | 1 | -360 | 360 | 0 | 0 | 0 | 0 | 0 | 0 | 0 | 0
5126 | 5250 | 0 | 0.057472 | 0 | 99999 | 99999 | 99999 | 1 | 0 | 1 | -360 | 360 | 0 | 0 | 0 | 0 | 0 | 0 | 0 | 0
5157 | 5335 | 0 | 0.57111 | 0 | 99999 | 99999 | 99999 | 1 | 0 | 1 | -360 | 360 | 0 | 0 | 0 | 0 | 0 | 0 | 0 | 0
5157 | 5449 | 0 | 0.097991 | 0 | 99999 | 99999 | 99999 | 1 | 0 | 1 | -360 | 360 | 0 | 0 | 0 | 0 | 0 | 0 | 0 | 0
5157 | 5444 | 0 | 0.12394 | 0 | 99999 | 99999 | 99999 | 1 | 0 | 1 | -360 | 360 | 0 | 0 | 0 | 0 | 0 | 0 | 0 | 0
5157 | 5440 | 0 | 0.55097 | 0 | 99999 | 99999 | 99999 | 1 | 0 | 1 | -360 | 360 | 0 | 0 | 0 | 0 | 0 | 0 | 0 | 0
5157 | 5323 | 0 | 0.033263 | 0 | 99999 | 99999 | 99999 | 1 | 0 | 1 | -360 | 360 | 0 | 0 | 0 | 0 | 0 | 0 | 0 | 0
5157 | 5385 | 0 | 0.15057 | 0 | 99999 | 99999 | 99999 | 1 | 0 | 1 | -360 | 360 | 0 | 0 | 0 | 0 | 0 | 0 | 0 | 0
5157 | 5439 | 0 | 0.11811 | 0 | 99999 | 99999 | 99999 | 1 | 0 | 1 | -360 | 360 | 0 | 0 | 0 | 0 | 0 | 0 | 0 | 0
5157 | 5266 | 0 | 0.15015 | 0 | 99999 | 99999 | 99999 | 1 | 0 | 1 | -360 | 360 | 0 | 0 | 0 | 0 | 0 | 0 | 0 | 0
5157 | 5158 | 0 | 0.31212 | 0 | 99999 | 99999 | 99999 | 1 | 0 | 1 | -360 | 360 | 0 | 0 | 0 | 0 | 0 | 0 | 0 | 0
5157 | 5161 | 0 | 0.51719 | 0 | 99999 | 99999 | 99999 | 1 | 0 | 1 | -360 | 360 | 0 | 0 | 0 | 0 | 0 | 0 | 0 | 0
5157 | 5433 | 0 | 0.66533 | 0 | 99999 | 99999 | 99999 | 1 | 0 | 1 | -360 | 360 | 0 | 0 | 0 | 0 | 0 | 0 | 0 | 0
5157 | 5329 | 0 | 0.067132 | 0 | 99999 | 99999 | 99999 | 1 | 0 | 1 | -360 | 360 | 0 | 0 | 0 | 0 | 0 | 0 | 0 | 0
5157 | 5168 | 0 | 0.62666 | 0 | 99999 | 99999 | 99999 | 1 | 0 | 1 | -360 | 360 | 0 | 0 | 0 | 0 | 0 | 0 | 0 | 0
5157 | 5250 | 0 | 0.14873 | 0 | 99999 | 99999 | 99999 | 1 | 0 | 1 | -360 | 360 | 0 | 0 | 0 | 0 | 0 | 0 | 0 | 0
5158 | 5385 | 0 | 0.0087396 | 0 | 99999 | 99999 | 99999 | 1 | 0 | 1 | -360 | 360 | 0 | 0 | 0 | 0 | 0 | 0 | 0 | 0
5158 | 5161 | 0 | 0.01372 | 0 | 99999 | 99999 | 99999 | 1 | 0 | 1 | -360 | 360 | 0 | 0 | 0 | 0 | 0 | 0 | 0 | 0
5158 | 5351 | 0 | 0.15849 | 0 | 99999 | 99999 | 99999 | 1 | 0 | 1 | -360 | 360 | 0 | 0 | 0 | 0 | 0 | 0 | 0 | 0
5158 | 5329 | 0 | 0.19242 | 0 | 99999 | 99999 | 99999 | 1 | 0 | 1 | -360 | 360 | 0 | 0 | 0 | 0 | 0 | 0 | 0 | 0
5161 | 5351 | 0 | 0.12016 | 0 | 99999 | 99999 | 99999 | 1 | 0 | 1 | -360 | 360 | 0 | 0 | 0 | 0 | 0 | 0 | 0 | 0
5161 | 5251 | 0 | 0.51456 | 0 | 99999 | 99999 | 99999 | 1 | 0 | 1 | -360 | 360 | 0 | 0 | 0 | 0 | 0 | 0 | 0 | 0
5161 | 5463 | 0 | 0.65212 | 0 | 99999 | 99999 | 99999 | 1 | 0 | 1 | -360 | 360 | 0 | 0 | 0 | 0 | 0 | 0 | 0 | 0
5161 | 5335 | 0 | 0.54158 | 0 | 99999 | 99999 | 99999 | 1 | 0 | 1 | -360 | 360 | 0 | 0 | 0 | 0 | 0 | 0 | 0 | 0
5161 | 5323 | 0 | 0.29651 | 0 | 99999 | 99999 | 99999 | 1 | 0 | 1 | -360 | 360 | 0 | 0 | 0 | 0 | 0 | 0 | 0 | 0
5161 | 5329 | 0 | 0.34884 | 0 | 99999 | 99999 | 99999 | 1 | 0 | 1 | -360 | 360 | 0 | 0 | 0 | 0 | 0 | 0 | 0 | 0
5161 | 5168 | 0 | 0.26765 | 0 | 99999 | 99999 | 99999 | 1 | 0 | 1 | -360 | 360 | 0 | 0 | 0 | 0 | 0 | 0 | 0 | 0
5161 | 5250 | 0 | 0.067708 | 0 | 99999 | 99999 | 99999 | 1 | 0 | 1 | -360 | 360 | 0 | 0 | 0 | 0 | 0 | 0 | 0 | 0
5168 | 5251 | 0 | 0.50899 | 0 | 99999 | 99999 | 99999 | 1 | 0 | 1 | -360 | 360 | 0 | 0 | 0 | 0 | 0 | 0 | 0 | 0
5168 | 5463 | 0 | 0.64396 | 0 | 99999 | 99999 | 99999 | 1 | 0 | 1 | -360 | 360 | 0 | 0 | 0 | 0 | 0 | 0 | 0 | 0
5168 | 5335 | 0 | 0.43723 | 0 | 99999 | 99999 | 99999 | 1 | 0 | 1 | -360 | 360 | 0 | 0 | 0 | 0 | 0 | 0 | 0 | 0
5168 | 5323 | 0 | 0.41689 | 0 | 99999 | 99999 | 99999 | 1 | 0 | 1 | -360 | 360 | 0 | 0 | 0 | 0 | 0 | 0 | 0 | 0
5168 | 5351 | 0 | 0.2066 | 0 | 99999 | 99999 | 99999 | 1 | 0 | 1 | -360 | 360 | 0 | 0 | 0 | 0 | 0 | 0 | 0 | 0
5168 | 5224 | 0 | 0.34416 | 0 | 99999 | 99999 | 99999 | 1 | 0 | 1 | -360 | 360 | 0 | 0 | 0 | 0 | 0 | 0 | 0 | 0
5168 | 5203 | 0 | 0.42323 | 0 | 99999 | 99999 | 99999 | 1 | 0 | 1 | -360 | 360 | 0 | 0 | 0 | 0 | 0 | 0 | 0 | 0
5168 | 5329 | 0 | 0.18416 | 0 | 99999 | 99999 | 99999 | 1 | 0 | 1 | -360 | 360 | 0 | 0 | 0 | 0 | 0 | 0 | 0 | 0
5168 | 5250 | 0 | 0.11981 | 0 | 99999 | 99999 | 99999 | 1 | 0 | 1 | -360 | 360 | 0 | 0 | 0 | 0 | 0 | 0 | 0 | 0
5175 | 5253 | 0 | 0.012058 | 0 | 99999 | 99999 | 99999 | 1 | 0 | 1 | -360 | 360 | 0 | 0 | 0 | 0 | 0 | 0 | 0 | 0
5175 | 5480 | 0 | 0.66976 | 0 | 99999 | 99999 | 99999 | 1 | 0 | 1 | -360 | 360 | 0 | 0 | 0 | 0 | 0 | 0 | 0 | 0
5175 | 5465 | 0 | 0.15139 | 0 | 99999 | 99999 | 99999 | 1 | 0 | 1 | -360 | 360 | 0 | 0 | 0 | 0 | 0 | 0 | 0 | 0
5175 | 5449 | 0 | 0.51846 | 0 | 99999 | 99999 | 99999 | 1 | 0 | 1 | -360 | 360 | 0 | 0 | 0 | 0 | 0 | 0 | 0 | 0
5175 | 5444 | 0 | 0.35668 | 0 | 99999 | 99999 | 99999 | 1 | 0 | 1 | -360 | 360 | 0 | 0 | 0 | 0 | 0 | 0 | 0 | 0
5175 | 5379 | 0 | 0.54283 | 0 | 99999 | 99999 | 99999 | 1 | 0 | 1 | -360 | 360 | 0 | 0 | 0 | 0 | 0 | 0 | 0 | 0
5175 | 5291 | 0 | 0.45762 | 0 | 99999 | 99999 | 99999 | 1 | 0 | 1 | -360 | 360 | 0 | 0 | 0 | 0 | 0 | 0 | 0 | 0
5175 | 5245 | 0 | 0.14933 | 0 | 99999 | 99999 | 99999 | 1 | 0 | 1 | -360 | 360 | 0 | 0 | 0 | 0 | 0 | 0 | 0 | 0
5175 | 5323 | 0 | 0.36948 | 0 | 99999 | 99999 | 99999 | 1 | 0 | 1 | -360 | 360 | 0 | 0 | 0 | 0 | 0 | 0 | 0 | 0
5175 | 5385 | 0 | 0.25188 | 0 | 99999 | 99999 | 99999 | 1 | 0 | 1 | -360 | 360 | 0 | 0 | 0 | 0 | 0 | 0 | 0 | 0
5175 | 5364 | 0 | 0.21367 | 0 | 99999 | 99999 | 99999 | 1 | 0 | 1 | -360 | 360 | 0 | 0 | 0 | 0 | 0 | 0 | 0 | 0
5175 | 5351 | 0 | 0.26541 | 0 | 99999 | 99999 | 99999 | 1 | 0 | 1 | -360 | 360 | 0 | 0 | 0 | 0 | 0 | 0 | 0 | 0
5175 | 5273 | 0 | 0.28563 | 0 | 99999 | 99999 | 99999 | 1 | 0 | 1 | -360 | 360 | 0 | 0 | 0 | 0 | 0 | 0 | 0 | 0
5175 | 5305 | 0 | 0.48247 | 0 | 99999 | 99999 | 99999 | 1 | 0 | 1 | -360 | 360 | 0 | 0 | 0 | 0 | 0 | 0 | 0 | 0
5175 | 5302 | 0 | 0.74511 | 0 | 99999 | 99999 | 99999 | 1 | 0 | 1 | -360 | 360 | 0 | 0 | 0 | 0 | 0 | 0 | 0 | 0
5175 | 5206 | 0 | 0.3938 | 0 | 99999 | 99999 | 99999 | 1 | 0 | 1 | -360 | 360 | 0 | 0 | 0 | 0 | 0 | 0 | 0 | 0
5181 | 5412 | 0 | 0.049226 | 0 | 99999 | 99999 | 99999 | 1 | 0 | 1 | -360 | 360 | 0 | 0 | 0 | 0 | 0 | 0 | 0 | 0
5181 | 5351 | 0 | 0.018907 | 0 | 99999 | 99999 | 99999 | 1 | 0 | 1 | -360 | 360 | 0 | 0 | 0 | 0 | 0 | 0 | 0 | 0
5181 | 5250 | 0 | 0.7436 | 0 | 99999 | 99999 | 99999 | 1 | 0 | 1 | -360 | 360 | 0 | 0 | 0 | 0 | 0 | 0 | 0 | 0
5193 | 6023 | 0 | 0.44496 | 0 | 99999 | 99999 | 99999 | 1 | 0 | 1 | -360 | 360 | 0 | 0 | 0 | 0 | 0 | 0 | 0 | 0
5193 | 8155 | 0 | 0.15471 | 0 | 99999 | 99999 | 99999 | 1 | 0 | 1 | -360 | 360 | 0 | 0 | 0 | 0 | 0 | 0 | 0 | 0
5193 | 5411 | 0 | 0.052479 | 0 | 99999 | 99999 | 99999 | 1 | 0 | 1 | -360 | 360 | 0 | 0 | 0 | 0 | 0 | 0 | 0 | 0
5193 | 6344 | 0 | 0.68232 | 0 | 99999 | 99999 | 99999 | 1 | 0 | 1 | -360 | 360 | 0 | 0 | 0 | 0 | 0 | 0 | 0 | 0
5193 | 5360 | 0 | 0.2874 | 0 | 99999 | 99999 | 99999 | 1 | 0 | 1 | -360 | 360 | 0 | 0 | 0 | 0 | 0 | 0 | 0 | 0
5193 | 6349 | 0 | 0.34879 | 0 | 99999 | 99999 | 99999 | 1 | 0 | 1 | -360 | 360 | 0 | 0 | 0 | 0 | 0 | 0 | 0 | 0
5193 | 5281 | 0 | 0.13688 | 0 | 99999 | 99999 | 99999 | 1 | 0 | 1 | -360 | 360 | 0 | 0 | 0 | 0 | 0 | 0 | 0 | 0
5193 | 6111 | 0 | 0.42838 | 0 | 99999 | 99999 | 99999 | 1 | 0 | 1 | -360 | 360 | 0 | 0 | 0 | 0 | 0 | 0 | 0 | 0
5203 | 5335 | 0 | 0.088743 | 0 | 99999 | 99999 | 99999 | 1 | 0 | 1 | -360 | 360 | 0 | 0 | 0 | 0 | 0 | 0 | 0 | 0
5203 | 5253 | 0 | 0.068097 | 0 | 99999 | 99999 | 99999 | 1 | 0 | 1 | -360 | 360 | 0 | 0 | 0 | 0 | 0 | 0 | 0 | 0
5203 | 5351 | 0 | 0.61044 | 0 | 99999 | 99999 | 99999 | 1 | 0 | 1 | -360 | 360 | 0 | 0 | 0 | 0 | 0 | 0 | 0 | 0
5203 | 5234 | 0 | 0.054717 | 0 | 99999 | 99999 | 99999 | 1 | 0 | 1 | -360 | 360 | 0 | 0 | 0 | 0 | 0 | 0 | 0 | 0
5203 | 5224 | 0 | 0.047769 | 0 | 99999 | 99999 | 99999 | 1 | 0 | 1 | -360 | 360 | 0 | 0 | 0 | 0 | 0 | 0 | 0 | 0
5203 | 5250 | 0 | 0.52652 | 0 | 99999 | 99999 | 99999 | 1 | 0 | 1 | -360 | 360 | 0 | 0 | 0 | 0 | 0 | 0 | 0 | 0
5206 | 5415 | 0 | 0.76545 | 0 | 99999 | 99999 | 99999 | 1 | 0 | 1 | -360 | 360 | 0 | 0 | 0 | 0 | 0 | 0 | 0 | 0
5206 | 5364 | 0 | 0.12171 | 0 | 99999 | 99999 | 99999 | 1 | 0 | 1 | -360 | 360 | 0 | 0 | 0 | 0 | 0 | 0 | 0 | 0
5224 | 5335 | 0 | 0.15129 | 0 | 99999 | 99999 | 99999 | 1 | 0 | 1 | -360 | 360 | 0 | 0 | 0 | 0 | 0 | 0 | 0 | 0
5224 | 5253 | 0 | 0.23171 | 0 | 99999 | 99999 | 99999 | 1 | 0 | 1 | -360 | 360 | 0 | 0 | 0 | 0 | 0 | 0 | 0 | 0
5224 | 5351 | 0 | 0.72205 | 0 | 99999 | 99999 | 99999 | 1 | 0 | 1 | -360 | 360 | 0 | 0 | 0 | 0 | 0 | 0 | 0 | 0
5224 | 5234 | 0 | 0.16047 | 0 | 99999 | 99999 | 99999 | 1 | 0 | 1 | -360 | 360 | 0 | 0 | 0 | 0 | 0 | 0 | 0 | 0
5224 | 5250 | 0 | 0.47941 | 0 | 99999 | 99999 | 99999 | 1 | 0 | 1 | -360 | 360 | 0 | 0 | 0 | 0 | 0 | 0 | 0 | 0
5234 | 8129 | 0 | 0.60518 | 0 | 99999 | 99999 | 99999 | 1 | 0 | 1 | -360 | 360 | 0 | 0 | 0 | 0 | 0 | 0 | 0 | 0
5234 | 5465 | 0 | 0.48511 | 0 | 99999 | 99999 | 99999 | 1 | 0 | 1 | -360 | 360 | 0 | 0 | 0 | 0 | 0 | 0 | 0 | 0
5234 | 5253 | 0 | 0.15327 | 0 | 99999 | 99999 | 99999 | 1 | 0 | 1 | -360 | 360 | 0 | 0 | 0 | 0 | 0 | 0 | 0 | 0
5234 | 5444 | 0 | 0.22216 | 0 | 99999 | 99999 | 99999 | 1 | 0 | 1 | -360 | 360 | 0 | 0 | 0 | 0 | 0 | 0 | 0 | 0
5234 | 5323 | 0 | 0.70619 | 0 | 99999 | 99999 | 99999 | 1 | 0 | 1 | -360 | 360 | 0 | 0 | 0 | 0 | 0 | 0 | 0 | 0
5234 | 5412 | 0 | 0.51519 | 0 | 99999 | 99999 | 99999 | 1 | 0 | 1 | -360 | 360 | 0 | 0 | 0 | 0 | 0 | 0 | 0 | 0
5234 | 5385 | 0 | 0.40742 | 0 | 99999 | 99999 | 99999 | 1 | 0 | 1 | -360 | 360 | 0 | 0 | 0 | 0 | 0 | 0 | 0 | 0
5234 | 5351 | 0 | 0.50213 | 0 | 99999 | 99999 | 99999 | 1 | 0 | 1 | -360 | 360 | 0 | 0 | 0 | 0 | 0 | 0 | 0 | 0
5234 | 5305 | 0 | 0.29045 | 0 | 99999 | 99999 | 99999 | 1 | 0 | 1 | -360 | 360 | 0 | 0 | 0 | 0 | 0 | 0 | 0 | 0
5234 | 5302 | 0 | 0.31496 | 0 | 99999 | 99999 | 99999 | 1 | 0 | 1 | -360 | 360 | 0 | 0 | 0 | 0 | 0 | 0 | 0 | 0
5245 | 5463 | 0 | 0.59202 | 0 | 99999 | 99999 | 99999 | 1 | 0 | 1 | -360 | 360 | 0 | 0 | 0 | 0 | 0 | 0 | 0 | 0
5245 | 5379 | 0 | 0.15037 | 0 | 99999 | 99999 | 99999 | 1 | 0 | 1 | -360 | 360 | 0 | 0 | 0 | 0 | 0 | 0 | 0 | 0
5245 | 5291 | 0 | 0.30928 | 0 | 99999 | 99999 | 99999 | 1 | 0 | 1 | -360 | 360 | 0 | 0 | 0 | 0 | 0 | 0 | 0 | 0
5245 | 5273 | 0 | 0.078544 | 0 | 99999 | 99999 | 99999 | 1 | 0 | 1 | -360 | 360 | 0 | 0 | 0 | 0 | 0 | 0 | 0 | 0
5245 | 5433 | 0 | 0.42293 | 0 | 99999 | 99999 | 99999 | 1 | 0 | 1 | -360 | 360 | 0 | 0 | 0 | 0 | 0 | 0 | 0 | 0
5249 | 5291 | 0 | 0.025042 | 0 | 99999 | 99999 | 99999 | 1 | 0 | 1 | -360 | 360 | 0 | 0 | 0 | 0 | 0 | 0 | 0 | 0
5250 | 5251 | 0 | 0.20483 | 0 | 99999 | 99999 | 99999 | 1 | 0 | 1 | -360 | 360 | 0 | 0 | 0 | 0 | 0 | 0 | 0 | 0
5250 | 5463 | 0 | 0.25979 | 0 | 99999 | 99999 | 99999 | 1 | 0 | 1 | -360 | 360 | 0 | 0 | 0 | 0 | 0 | 0 | 0 | 0
5250 | 5335 | 0 | 0.28064 | 0 | 99999 | 99999 | 99999 | 1 | 0 | 1 | -360 | 360 | 0 | 0 | 0 | 0 | 0 | 0 | 0 | 0
5250 | 5449 | 0 | 0.41753 | 0 | 99999 | 99999 | 99999 | 1 | 0 | 1 | -360 | 360 | 0 | 0 | 0 | 0 | 0 | 0 | 0 | 0
5250 | 5323 | 0 | 0.12813 | 0 | 99999 | 99999 | 99999 | 1 | 0 | 1 | -360 | 360 | 0 | 0 | 0 | 0 | 0 | 0 | 0 | 0
5250 | 5266 | 0 | 0.66018 | 0 | 99999 | 99999 | 99999 | 1 | 0 | 1 | -360 | 360 | 0 | 0 | 0 | 0 | 0 | 0 | 0 | 0
5250 | 5351 | 0 | 0.21121 | 0 | 99999 | 99999 | 99999 | 1 | 0 | 1 | -360 | 360 | 0 | 0 | 0 | 0 | 0 | 0 | 0 | 0
5250 | 5329 | 0 | 0.10327 | 0 | 99999 | 99999 | 99999 | 1 | 0 | 1 | -360 | 360 | 0 | 0 | 0 | 0 | 0 | 0 | 0 | 0
5251 | 5463 | 0 | 0.012854 | 0 | 99999 | 99999 | 99999 | 1 | 0 | 1 | -360 | 360 | 0 | 0 | 0 | 0 | 0 | 0 | 0 | 0
5251 | 5379 | 0 | 0.41524 | 0 | 99999 | 99999 | 99999 | 1 | 0 | 1 | -360 | 360 | 0 | 0 | 0 | 0 | 0 | 0 | 0 | 0
5251 | 5440 | 0 | 0.043337 | 0 | 99999 | 99999 | 99999 | 1 | 0 | 1 | -360 | 360 | 0 | 0 | 0 | 0 | 0 | 0 | 0 | 0
5251 | 5323 | 0 | 0.61415 | 0 | 99999 | 99999 | 99999 | 1 | 0 | 1 | -360 | 360 | 0 | 0 | 0 | 0 | 0 | 0 | 0 | 0
5251 | 5433 | 0 | 0.51856 | 0 | 99999 | 99999 | 99999 | 1 | 0 | 1 | -360 | 360 | 0 | 0 | 0 | 0 | 0 | 0 | 0 | 0
5251 | 5329 | 0 | 0.74964 | 0 | 99999 | 99999 | 99999 | 1 | 0 | 1 | -360 | 360 | 0 | 0 | 0 | 0 | 0 | 0 | 0 | 0
5253 | 5463 | 0 | 0.1442 | 0 | 99999 | 99999 | 99999 | 1 | 0 | 1 | -360 | 360 | 0 | 0 | 0 | 0 | 0 | 0 | 0 | 0
5253 | 5335 | 0 | 0.1195 | 0 | 99999 | 99999 | 99999 | 1 | 0 | 1 | -360 | 360 | 0 | 0 | 0 | 0 | 0 | 0 | 0 | 0
5253 | 5422 | 0 | 0.088118 | 0 | 99999 | 99999 | 99999 | 1 | 0 | 1 | -360 | 360 | 0 | 0 | 0 | 0 | 0 | 0 | 0 | 0
5262 | 5480 | 0 | 0.46427 | 0 | 99999 | 99999 | 99999 | 1 | 0 | 1 | -360 | 360 | 0 | 0 | 0 | 0 | 0 | 0 | 0 | 0
5262 | 5411 | 0 | 0.70091 | 0 | 99999 | 99999 | 99999 | 1 | 0 | 1 | -360 | 360 | 0 | 0 | 0 | 0 | 0 | 0 | 0 | 0
5262 | 8070 | 0 | 0.46698 | 0 | 99999 | 99999 | 99999 | 1 | 0 | 1 | -360 | 360 | 0 | 0 | 0 | 0 | 0 | 0 | 0 | 0
5262 | 5449 | 0 | 0.5223 | 0 | 99999 | 99999 | 99999 | 1 | 0 | 1 | -360 | 360 | 0 | 0 | 0 | 0 | 0 | 0 | 0 | 0
5262 | 5444 | 0 | 0.060165 | 0 | 99999 | 99999 | 99999 | 1 | 0 | 1 | -360 | 360 | 0 | 0 | 0 | 0 | 0 | 0 | 0 | 0
5262 | 5323 | 0 | 0.40806 | 0 | 99999 | 99999 | 99999 | 1 | 0 | 1 | -360 | 360 | 0 | 0 | 0 | 0 | 0 | 0 | 0 | 0
5262 | 5415 | 0 | 0.63931 | 0 | 99999 | 99999 | 99999 | 1 | 0 | 1 | -360 | 360 | 0 | 0 | 0 | 0 | 0 | 0 | 0 | 0
5262 | 5385 | 0 | 0.31773 | 0 | 99999 | 99999 | 99999 | 1 | 0 | 1 | -360 | 360 | 0 | 0 | 0 | 0 | 0 | 0 | 0 | 0
5262 | 5364 | 0 | 0.58173 | 0 | 99999 | 99999 | 99999 | 1 | 0 | 1 | -360 | 360 | 0 | 0 | 0 | 0 | 0 | 0 | 0 | 0
5262 | 5351 | 0 | 0.65046 | 0 | 99999 | 99999 | 99999 | 1 | 0 | 1 | -360 | 360 | 0 | 0 | 0 | 0 | 0 | 0 | 0 | 0
5262 | 5319 | 0 | 0.089354 | 0 | 99999 | 99999 | 99999 | 1 | 0 | 1 | -360 | 360 | 0 | 0 | 0 | 0 | 0 | 0 | 0 | 0
5266 | 5449 | 0 | 0.011432 | 0 | 99999 | 99999 | 99999 | 1 | 0 | 1 | -360 | 360 | 0 | 0 | 0 | 0 | 0 | 0 | 0 | 0
5266 | 5323 | 0 | 0.049083 | 0 | 99999 | 99999 | 99999 | 1 | 0 | 1 | -360 | 360 | 0 | 0 | 0 | 0 | 0 | 0 | 0 | 0
5266 | 5329 | 0 | 0.63797 | 0 | 99999 | 99999 | 99999 | 1 | 0 | 1 | -360 | 360 | 0 | 0 | 0 | 0 | 0 | 0 | 0 | 0
5273 | 5379 | 0 | 0.29764 | 0 | 99999 | 99999 | 99999 | 1 | 0 | 1 | -360 | 360 | 0 | 0 | 0 | 0 | 0 | 0 | 0 | 0
5281 | 8155 | 0 | 0.13732 | 0 | 99999 | 99999 | 99999 | 1 | 0 | 1 | -360 | 360 | 0 | 0 | 0 | 0 | 0 | 0 | 0 | 0
5281 | 5411 | 0 | 0.14197 | 0 | 99999 | 99999 | 99999 | 1 | 0 | 1 | -360 | 360 | 0 | 0 | 0 | 0 | 0 | 0 | 0 | 0
5281 | 5360 | 0 | 0.25342 | 0 | 99999 | 99999 | 99999 | 1 | 0 | 1 | -360 | 360 | 0 | 0 | 0 | 0 | 0 | 0 | 0 | 0
5281 | 6349 | 0 | 0.64702 | 0 | 99999 | 99999 | 99999 | 1 | 0 | 1 | -360 | 360 | 0 | 0 | 0 | 0 | 0 | 0 | 0 | 0
5281 | 6111 | 0 | 0.39268 | 0 | 99999 | 99999 | 99999 | 1 | 0 | 1 | -360 | 360 | 0 | 0 | 0 | 0 | 0 | 0 | 0 | 0
5287 | 5444 | 0 | 0.23103 | 0 | 99999 | 99999 | 99999 | 1 | 0 | 1 | -360 | 360 | 0 | 0 | 0 | 0 | 0 | 0 | 0 | 0
5287 | 5440 | 0 | 0.17496 | 0 | 99999 | 99999 | 99999 | 1 | 0 | 1 | -360 | 360 | 0 | 0 | 0 | 0 | 0 | 0 | 0 | 0
5287 | 5447 | 0 | 0.14892 | 0 | 99999 | 99999 | 99999 | 1 | 0 | 1 | -360 | 360 | 0 | 0 | 0 | 0 | 0 | 0 | 0 | 0
5291 | 5480 | 0 | 0.19022 | 0 | 99999 | 99999 | 99999 | 1 | 0 | 1 | -360 | 360 | 0 | 0 | 0 | 0 | 0 | 0 | 0 | 0
5291 | 5379 | 0 | 0.17437 | 0 | 99999 | 99999 | 99999 | 1 | 0 | 1 | -360 | 360 | 0 | 0 | 0 | 0 | 0 | 0 | 0 | 0
5291 | 5447 | 0 | 0.21883 | 0 | 99999 | 99999 | 99999 | 1 | 0 | 1 | -360 | 360 | 0 | 0 | 0 | 0 | 0 | 0 | 0 | 0
5291 | 5441 | 0 | 0.14442 | 0 | 99999 | 99999 | 99999 | 1 | 0 | 1 | -360 | 360 | 0 | 0 | 0 | 0 | 0 | 0 | 0 | 0
5291 | 5373 | 0 | 0.19681 | 0 | 99999 | 99999 | 99999 | 1 | 0 | 1 | -360 | 360 | 0 | 0 | 0 | 0 | 0 | 0 | 0 | 0
5291 | 5364 | 0 | 0.78101 | 0 | 99999 | 99999 | 99999 | 1 | 0 | 1 | -360 | 360 | 0 | 0 | 0 | 0 | 0 | 0 | 0 | 0
5291 | 5433 | 0 | 0.72041 | 0 | 99999 | 99999 | 99999 | 1 | 0 | 1 | -360 | 360 | 0 | 0 | 0 | 0 | 0 | 0 | 0 | 0
5302 | 8129 | 0 | 0.59254 | 0 | 99999 | 99999 | 99999 | 1 | 0 | 1 | -360 | 360 | 0 | 0 | 0 | 0 | 0 | 0 | 0 | 0
5302 | 5465 | 0 | 0.35836 | 0 | 99999 | 99999 | 99999 | 1 | 0 | 1 | -360 | 360 | 0 | 0 | 0 | 0 | 0 | 0 | 0 | 0
5302 | 5444 | 0 | 0.1607 | 0 | 99999 | 99999 | 99999 | 1 | 0 | 1 | -360 | 360 | 0 | 0 | 0 | 0 | 0 | 0 | 0 | 0
5302 | 5323 | 0 | 0.52111 | 0 | 99999 | 99999 | 99999 | 1 | 0 | 1 | -360 | 360 | 0 | 0 | 0 | 0 | 0 | 0 | 0 | 0
5302 | 5385 | 0 | 0.30204 | 0 | 99999 | 99999 | 99999 | 1 | 0 | 1 | -360 | 360 | 0 | 0 | 0 | 0 | 0 | 0 | 0 | 0
5302 | 5351 | 0 | 0.40373 | 0 | 99999 | 99999 | 99999 | 1 | 0 | 1 | -360 | 360 | 0 | 0 | 0 | 0 | 0 | 0 | 0 | 0
5302 | 5305 | 0 | 0.21161 | 0 | 99999 | 99999 | 99999 | 1 | 0 | 1 | -360 | 360 | 0 | 0 | 0 | 0 | 0 | 0 | 0 | 0
5305 | 5412 | 0 | 0.029668 | 0 | 99999 | 99999 | 99999 | 1 | 0 | 1 | -360 | 360 | 0 | 0 | 0 | 0 | 0 | 0 | 0 | 0
5305 | 8129 | 0 | 0.2611 | 0 | 99999 | 99999 | 99999 | 1 | 0 | 1 | -360 | 360 | 0 | 0 | 0 | 0 | 0 | 0 | 0 | 0
5305 | 5465 | 0 | 0.24111 | 0 | 99999 | 99999 | 99999 | 1 | 0 | 1 | -360 | 360 | 0 | 0 | 0 | 0 | 0 | 0 | 0 | 0
5305 | 5449 | 0 | 0.51771 | 0 | 99999 | 99999 | 99999 | 1 | 0 | 1 | -360 | 360 | 0 | 0 | 0 | 0 | 0 | 0 | 0 | 0
5305 | 5444 | 0 | 0.13709 | 0 | 99999 | 99999 | 99999 | 1 | 0 | 1 | -360 | 360 | 0 | 0 | 0 | 0 | 0 | 0 | 0 | 0
5305 | 5323 | 0 | 0.3133 | 0 | 99999 | 99999 | 99999 | 1 | 0 | 1 | -360 | 360 | 0 | 0 | 0 | 0 | 0 | 0 | 0 | 0
5305 | 5385 | 0 | 0.15022 | 0 | 99999 | 99999 | 99999 | 1 | 0 | 1 | -360 | 360 | 0 | 0 | 0 | 0 | 0 | 0 | 0 | 0
5305 | 5351 | 0 | 0.2188 | 0 | 99999 | 99999 | 99999 | 1 | 0 | 1 | -360 | 360 | 0 | 0 | 0 | 0 | 0 | 0 | 0 | 0
5307 | 5465 | 0 | 0.015332 | 0 | 99999 | 99999 | 99999 | 1 | 0 | 1 | -360 | 360 | 0 | 0 | 0 | 0 | 0 | 0 | 0 | 0
5307 | 5422 | 0 | 0.012606 | 0 | 99999 | 99999 | 99999 | 1 | 0 | 1 | -360 | 360 | 0 | 0 | 0 | 0 | 0 | 0 | 0 | 0
5319 | 5444 | 0 | 0.21717 | 0 | 99999 | 99999 | 99999 | 1 | 0 | 1 | -360 | 360 | 0 | 0 | 0 | 0 | 0 | 0 | 0 | 0
5323 | 8129 | 0 | 0.53629 | 0 | 99999 | 99999 | 99999 | 1 | 0 | 1 | -360 | 360 | 0 | 0 | 0 | 0 | 0 | 0 | 0 | 0
5323 | 5480 | 0 | 0.24941 | 0 | 99999 | 99999 | 99999 | 1 | 0 | 1 | -360 | 360 | 0 | 0 | 0 | 0 | 0 | 0 | 0 | 0
5323 | 5463 | 0 | 0.72208 | 0 | 99999 | 99999 | 99999 | 1 | 0 | 1 | -360 | 360 | 0 | 0 | 0 | 0 | 0 | 0 | 0 | 0
5323 | 5465 | 0 | 0.29672 | 0 | 99999 | 99999 | 99999 | 1 | 0 | 1 | -360 | 360 | 0 | 0 | 0 | 0 | 0 | 0 | 0 | 0
5323 | 5335 | 0 | 0.032923 | 0 | 99999 | 99999 | 99999 | 1 | 0 | 1 | -360 | 360 | 0 | 0 | 0 | 0 | 0 | 0 | 0 | 0
5323 | 5449 | 0 | 0.02181 | 0 | 99999 | 99999 | 99999 | 1 | 0 | 1 | -360 | 360 | 0 | 0 | 0 | 0 | 0 | 0 | 0 | 0
5323 | 5444 | 0 | 0.14726 | 0 | 99999 | 99999 | 99999 | 1 | 0 | 1 | -360 | 360 | 0 | 0 | 0 | 0 | 0 | 0 | 0 | 0
5323 | 5440 | 0 | 0.32386 | 0 | 99999 | 99999 | 99999 | 1 | 0 | 1 | -360 | 360 | 0 | 0 | 0 | 0 | 0 | 0 | 0 | 0
5323 | 5385 | 0 | 0.047296 | 0 | 99999 | 99999 | 99999 | 1 | 0 | 1 | -360 | 360 | 0 | 0 | 0 | 0 | 0 | 0 | 0 | 0
5323 | 5382 | 0 | 0.64341 | 0 | 99999 | 99999 | 99999 | 1 | 0 | 1 | -360 | 360 | 0 | 0 | 0 | 0 | 0 | 0 | 0 | 0
5323 | 5364 | 0 | 0.43576 | 0 | 99999 | 99999 | 99999 | 1 | 0 | 1 | -360 | 360 | 0 | 0 | 0 | 0 | 0 | 0 | 0 | 0
5323 | 5351 | 0 | 0.099598 | 0 | 99999 | 99999 | 99999 | 1 | 0 | 1 | -360 | 360 | 0 | 0 | 0 | 0 | 0 | 0 | 0 | 0
5323 | 5433 | 0 | 0.35387 | 0 | 99999 | 99999 | 99999 | 1 | 0 | 1 | -360 | 360 | 0 | 0 | 0 | 0 | 0 | 0 | 0 | 0
5323 | 5329 | 0 | 0.13266 | 0 | 99999 | 99999 | 99999 | 1 | 0 | 1 | -360 | 360 | 0 | 0 | 0 | 0 | 0 | 0 | 0 | 0
5329 | 5335 | 0 | 0.47694 | 0 | 99999 | 99999 | 99999 | 1 | 0 | 1 | -360 | 360 | 0 | 0 | 0 | 0 | 0 | 0 | 0 | 0
5329 | 5449 | 0 | 0.35396 | 0 | 99999 | 99999 | 99999 | 1 | 0 | 1 | -360 | 360 | 0 | 0 | 0 | 0 | 0 | 0 | 0 | 0
5329 | 5444 | 0 | 0.39596 | 0 | 99999 | 99999 | 99999 | 1 | 0 | 1 | -360 | 360 | 0 | 0 | 0 | 0 | 0 | 0 | 0 | 0
5329 | 5385 | 0 | 0.077885 | 0 | 99999 | 99999 | 99999 | 1 | 0 | 1 | -360 | 360 | 0 | 0 | 0 | 0 | 0 | 0 | 0 | 0
5329 | 5351 | 0 | 0.24506 | 0 | 99999 | 99999 | 99999 | 1 | 0 | 1 | -360 | 360 | 0 | 0 | 0 | 0 | 0 | 0 | 0 | 0
5335 | 5463 | 0 | 0.028513 | 0 | 99999 | 99999 | 99999 | 1 | 0 | 1 | -360 | 360 | 0 | 0 | 0 | 0 | 0 | 0 | 0 | 0
5335 | 5422 | 0 | 0.093015 | 0 | 99999 | 99999 | 99999 | 1 | 0 | 1 | -360 | 360 | 0 | 0 | 0 | 0 | 0 | 0 | 0 | 0
5351 | 8129 | 0 | 0.12507 | 0 | 99999 | 99999 | 99999 | 1 | 0 | 1 | -360 | 360 | 0 | 0 | 0 | 0 | 0 | 0 | 0 | 0
5351 | 5480 | 0 | 0.41162 | 0 | 99999 | 99999 | 99999 | 1 | 0 | 1 | -360 | 360 | 0 | 0 | 0 | 0 | 0 | 0 | 0 | 0
5351 | 8077 | 0 | 0.51248 | 0 | 99999 | 99999 | 99999 | 1 | 0 | 1 | -360 | 360 | 0 | 0 | 0 | 0 | 0 | 0 | 0 | 0
5351 | 5465 | 0 | 0.12773 | 0 | 99999 | 99999 | 99999 | 1 | 0 | 1 | -360 | 360 | 0 | 0 | 0 | 0 | 0 | 0 | 0 | 0
5351 | 5449 | 0 | 0.10088 | 0 | 99999 | 99999 | 99999 | 1 | 0 | 1 | -360 | 360 | 0 | 0 | 0 | 0 | 0 | 0 | 0 | 0
5351 | 5444 | 0 | 0.091265 | 0 | 99999 | 99999 | 99999 | 1 | 0 | 1 | -360 | 360 | 0 | 0 | 0 | 0 | 0 | 0 | 0 | 0
5351 | 5412 | 0 | 0.032312 | 0 | 99999 | 99999 | 99999 | 1 | 0 | 1 | -360 | 360 | 0 | 0 | 0 | 0 | 0 | 0 | 0 | 0
5351 | 5385 | 0 | 0.039949 | 0 | 99999 | 99999 | 99999 | 1 | 0 | 1 | -360 | 360 | 0 | 0 | 0 | 0 | 0 | 0 | 0 | 0
5351 | 5439 | 0 | 0.66356 | 0 | 99999 | 99999 | 99999 | 1 | 0 | 1 | -360 | 360 | 0 | 0 | 0 | 0 | 0 | 0 | 0 | 0
5351 | 5382 | 0 | 0.51937 | 0 | 99999 | 99999 | 99999 | 1 | 0 | 1 | -360 | 360 | 0 | 0 | 0 | 0 | 0 | 0 | 0 | 0
5351 | 5364 | 0 | 0.62006 | 0 | 99999 | 99999 | 99999 | 1 | 0 | 1 | -360 | 360 | 0 | 0 | 0 | 0 | 0 | 0 | 0 | 0
5360 | 8155 | 0 | 0.031322 | 0 | 99999 | 99999 | 99999 | 1 | 0 | 1 | -360 | 360 | 0 | 0 | 0 | 0 | 0 | 0 | 0 | 0
5360 | 5411 | 0 | 0.27731 | 0 | 99999 | 99999 | 99999 | 1 | 0 | 1 | -360 | 360 | 0 | 0 | 0 | 0 | 0 | 0 | 0 | 0
5360 | 8070 | 0 | 0.63386 | 0 | 99999 | 99999 | 99999 | 1 | 0 | 1 | -360 | 360 | 0 | 0 | 0 | 0 | 0 | 0 | 0 | 0
5360 | 5444 | 0 | 0.33116 | 0 | 99999 | 99999 | 99999 | 1 | 0 | 1 | -360 | 360 | 0 | 0 | 0 | 0 | 0 | 0 | 0 | 0
5360 | 8060 | 0 | 0.4383 | 0 | 99999 | 99999 | 99999 | 1 | 0 | 1 | -360 | 360 | 0 | 0 | 0 | 0 | 0 | 0 | 0 | 0
5360 | 5385 | 0 | 0.56778 | 0 | 99999 | 99999 | 99999 | 1 | 0 | 1 | -360 | 360 | 0 | 0 | 0 | 0 | 0 | 0 | 0 | 0
5360 | 5439 | 0 | 0.63013 | 0 | 99999 | 99999 | 99999 | 1 | 0 | 1 | -360 | 360 | 0 | 0 | 0 | 0 | 0 | 0 | 0 | 0
5360 | 5382 | 0 | 0.5539 | 0 | 99999 | 99999 | 99999 | 1 | 0 | 1 | -360 | 360 | 0 | 0 | 0 | 0 | 0 | 0 | 0 | 0
5364 | 5480 | 0 | 0.53514 | 0 | 99999 | 99999 | 99999 | 1 | 0 | 1 | -360 | 360 | 0 | 0 | 0 | 0 | 0 | 0 | 0 | 0
5364 | 5465 | 0 | 0.56423 | 0 | 99999 | 99999 | 99999 | 1 | 0 | 1 | -360 | 360 | 0 | 0 | 0 | 0 | 0 | 0 | 0 | 0
5364 | 5449 | 0 | 0.56452 | 0 | 99999 | 99999 | 99999 | 1 | 0 | 1 | -360 | 360 | 0 | 0 | 0 | 0 | 0 | 0 | 0 | 0
5364 | 5444 | 0 | 0.59847 | 0 | 99999 | 99999 | 99999 | 1 | 0 | 1 | -360 | 360 | 0 | 0 | 0 | 0 | 0 | 0 | 0 | 0
5364 | 5415 | 0 | 0.55405 | 0 | 99999 | 99999 | 99999 | 1 | 0 | 1 | -360 | 360 | 0 | 0 | 0 | 0 | 0 | 0 | 0 | 0
5364 | 5385 | 0 | 0.45907 | 0 | 99999 | 99999 | 99999 | 1 | 0 | 1 | -360 | 360 | 0 | 0 | 0 | 0 | 0 | 0 | 0 | 0
5373 | 5441 | 0 | 0.28345 | 0 | 99999 | 99999 | 99999 | 1 | 0 | 1 | -360 | 360 | 0 | 0 | 0 | 0 | 0 | 0 | 0 | 0
5379 | 5480 | 0 | 0.3082 | 0 | 99999 | 99999 | 99999 | 1 | 0 | 1 | -360 | 360 | 0 | 0 | 0 | 0 | 0 | 0 | 0 | 0
5379 | 5440 | 0 | 0.17668 | 0 | 99999 | 99999 | 99999 | 1 | 0 | 1 | -360 | 360 | 0 | 0 | 0 | 0 | 0 | 0 | 0 | 0
5379 | 5447 | 0 | 0.30758 | 0 | 99999 | 99999 | 99999 | 1 | 0 | 1 | -360 | 360 | 0 | 0 | 0 | 0 | 0 | 0 | 0 | 0
5379 | 5441 | 0 | 0.17594 | 0 | 99999 | 99999 | 99999 | 1 | 0 | 1 | -360 | 360 | 0 | 0 | 0 | 0 | 0 | 0 | 0 | 0
5379 | 5433 | 0 | 0.063296 | 0 | 99999 | 99999 | 99999 | 1 | 0 | 1 | -360 | 360 | 0 | 0 | 0 | 0 | 0 | 0 | 0 | 0
5382 | 8155 | 0 | 0.33492 | 0 | 99999 | 99999 | 99999 | 1 | 0 | 1 | -360 | 360 | 0 | 0 | 0 | 0 | 0 | 0 | 0 | 0
5382 | 8070 | 0 | 0.52993 | 0 | 99999 | 99999 | 99999 | 1 | 0 | 1 | -360 | 360 | 0 | 0 | 0 | 0 | 0 | 0 | 0 | 0
5382 | 5444 | 0 | 0.17025 | 0 | 99999 | 99999 | 99999 | 1 | 0 | 1 | -360 | 360 | 0 | 0 | 0 | 0 | 0 | 0 | 0 | 0
5382 | 8060 | 0 | 0.26356 | 0 | 99999 | 99999 | 99999 | 1 | 0 | 1 | -360 | 360 | 0 | 0 | 0 | 0 | 0 | 0 | 0 | 0
5382 | 5385 | 0 | 0.092552 | 0 | 99999 | 99999 | 99999 | 1 | 0 | 1 | -360 | 360 | 0 | 0 | 0 | 0 | 0 | 0 | 0 | 0
5382 | 5439 | 0 | 0.11855 | 0 | 99999 | 99999 | 99999 | 1 | 0 | 1 | -360 | 360 | 0 | 0 | 0 | 0 | 0 | 0 | 0 | 0
5385 | 8155 | 0 | 0.3404 | 0 | 99999 | 99999 | 99999 | 1 | 0 | 1 | -360 | 360 | 0 | 0 | 0 | 0 | 0 | 0 | 0 | 0
5385 | 8129 | 0 | 0.23018 | 0 | 99999 | 99999 | 99999 | 1 | 0 | 1 | -360 | 360 | 0 | 0 | 0 | 0 | 0 | 0 | 0 | 0
5385 | 5480 | 0 | 0.32213 | 0 | 99999 | 99999 | 99999 | 1 | 0 | 1 | -360 | 360 | 0 | 0 | 0 | 0 | 0 | 0 | 0 | 0
5385 | 8070 | 0 | 0.50045 | 0 | 99999 | 99999 | 99999 | 1 | 0 | 1 | -360 | 360 | 0 | 0 | 0 | 0 | 0 | 0 | 0 | 0
5385 | 5465 | 0 | 0.13571 | 0 | 99999 | 99999 | 99999 | 1 | 0 | 1 | -360 | 360 | 0 | 0 | 0 | 0 | 0 | 0 | 0 | 0
5385 | 5449 | 0 | 0.084297 | 0 | 99999 | 99999 | 99999 | 1 | 0 | 1 | -360 | 360 | 0 | 0 | 0 | 0 | 0 | 0 | 0 | 0
5385 | 5444 | 0 | 0.038425 | 0 | 99999 | 99999 | 99999 | 1 | 0 | 1 | -360 | 360 | 0 | 0 | 0 | 0 | 0 | 0 | 0 | 0
5385 | 8060 | 0 | 0.26882 | 0 | 99999 | 99999 | 99999 | 1 | 0 | 1 | -360 | 360 | 0 | 0 | 0 | 0 | 0 | 0 | 0 | 0
5385 | 8116 | 0 | 0.76661 | 0 | 99999 | 99999 | 99999 | 1 | 0 | 1 | -360 | 360 | 0 | 0 | 0 | 0 | 0 | 0 | 0 | 0
5385 | 5439 | 0 | 0.12307 | 0 | 99999 | 99999 | 99999 | 1 | 0 | 1 | -360 | 360 | 0 | 0 | 0 | 0 | 0 | 0 | 0 | 0
5411 | 6023 | 0 | 0.48031 | 0 | 99999 | 99999 | 99999 | 1 | 0 | 1 | -360 | 360 | 0 | 0 | 0 | 0 | 0 | 0 | 0 | 0
5411 | 6035 | 0 | 0.6239 | 0 | 99999 | 99999 | 99999 | 1 | 0 | 1 | -360 | 360 | 0 | 0 | 0 | 0 | 0 | 0 | 0 | 0
5411 | 8155 | 0 | 0.1201 | 0 | 99999 | 99999 | 99999 | 1 | 0 | 1 | -360 | 360 | 0 | 0 | 0 | 0 | 0 | 0 | 0 | 0
5411 | 8070 | 0 | 0.51408 | 0 | 99999 | 99999 | 99999 | 1 | 0 | 1 | -360 | 360 | 0 | 0 | 0 | 0 | 0 | 0 | 0 | 0
5411 | 6344 | 0 | 0.49364 | 0 | 99999 | 99999 | 99999 | 1 | 0 | 1 | -360 | 360 | 0 | 0 | 0 | 0 | 0 | 0 | 0 | 0
5411 | 5444 | 0 | 0.74102 | 0 | 99999 | 99999 | 99999 | 1 | 0 | 1 | -360 | 360 | 0 | 0 | 0 | 0 | 0 | 0 | 0 | 0
5411 | 6349 | 0 | 0.18954 | 0 | 99999 | 99999 | 99999 | 1 | 0 | 1 | -360 | 360 | 0 | 0 | 0 | 0 | 0 | 0 | 0 | 0
5411 | 6295 | 0 | 0.78005 | 0 | 99999 | 99999 | 99999 | 1 | 0 | 1 | -360 | 360 | 0 | 0 | 0 | 0 | 0 | 0 | 0 | 0
5411 | 6111 | 0 | 0.21504 | 0 | 99999 | 99999 | 99999 | 1 | 0 | 1 | -360 | 360 | 0 | 0 | 0 | 0 | 0 | 0 | 0 | 0
5412 | 8129 | 0 | 0.7298 | 0 | 99999 | 99999 | 99999 | 1 | 0 | 1 | -360 | 360 | 0 | 0 | 0 | 0 | 0 | 0 | 0 | 0
5422 | 5463 | 0 | 0.11223 | 0 | 99999 | 99999 | 99999 | 1 | 0 | 1 | -360 | 360 | 0 | 0 | 0 | 0 | 0 | 0 | 0 | 0
5422 | 5465 | 0 | 0.016741 | 0 | 99999 | 99999 | 99999 | 1 | 0 | 1 | -360 | 360 | 0 | 0 | 0 | 0 | 0 | 0 | 0 | 0
5433 | 5463 | 0 | 0.51238 | 0 | 99999 | 99999 | 99999 | 1 | 0 | 1 | -360 | 360 | 0 | 0 | 0 | 0 | 0 | 0 | 0 | 0
5433 | 5440 | 0 | 0.11555 | 0 | 99999 | 99999 | 99999 | 1 | 0 | 1 | -360 | 360 | 0 | 0 | 0 | 0 | 0 | 0 | 0 | 0
5433 | 5447 | 0 | 0.45674 | 0 | 99999 | 99999 | 99999 | 1 | 0 | 1 | -360 | 360 | 0 | 0 | 0 | 0 | 0 | 0 | 0 | 0
5439 | 8155 | 0 | 0.3737 | 0 | 99999 | 99999 | 99999 | 1 | 0 | 1 | -360 | 360 | 0 | 0 | 0 | 0 | 0 | 0 | 0 | 0
5439 | 8070 | 0 | 0.50893 | 0 | 99999 | 99999 | 99999 | 1 | 0 | 1 | -360 | 360 | 0 | 0 | 0 | 0 | 0 | 0 | 0 | 0
5439 | 5444 | 0 | 0.11224 | 0 | 99999 | 99999 | 99999 | 1 | 0 | 1 | -360 | 360 | 0 | 0 | 0 | 0 | 0 | 0 | 0 | 0
5439 | 8060 | 0 | 0.30795 | 0 | 99999 | 99999 | 99999 | 1 | 0 | 1 | -360 | 360 | 0 | 0 | 0 | 0 | 0 | 0 | 0 | 0
5440 | 5463 | 0 | 0.49174 | 0 | 99999 | 99999 | 99999 | 1 | 0 | 1 | -360 | 360 | 0 | 0 | 0 | 0 | 0 | 0 | 0 | 0
5440 | 5444 | 0 | 0.55742 | 0 | 99999 | 99999 | 99999 | 1 | 0 | 1 | -360 | 360 | 0 | 0 | 0 | 0 | 0 | 0 | 0 | 0
5440 | 5447 | 0 | 0.073135 | 0 | 99999 | 99999 | 99999 | 1 | 0 | 1 | -360 | 360 | 0 | 0 | 0 | 0 | 0 | 0 | 0 | 0
5440 | 5441 | 0 | 0.45326 | 0 | 99999 | 99999 | 99999 | 1 | 0 | 1 | -360 | 360 | 0 | 0 | 0 | 0 | 0 | 0 | 0 | 0
5441 | 5480 | 0 | 0.081836 | 0 | 99999 | 99999 | 99999 | 1 | 0 | 1 | -360 | 360 | 0 | 0 | 0 | 0 | 0 | 0 | 0 | 0
5441 | 5447 | 0 | 0.092537 | 0 | 99999 | 99999 | 99999 | 1 | 0 | 1 | -360 | 360 | 0 | 0 | 0 | 0 | 0 | 0 | 0 | 0
5444 | 8155 | 0 | 0.19677 | 0 | 99999 | 99999 | 99999 | 1 | 0 | 1 | -360 | 360 | 0 | 0 | 0 | 0 | 0 | 0 | 0 | 0
5444 | 8129 | 0 | 0.2927 | 0 | 99999 | 99999 | 99999 | 1 | 0 | 1 | -360 | 360 | 0 | 0 | 0 | 0 | 0 | 0 | 0 | 0
5444 | 5480 | 0 | 0.54279 | 0 | 99999 | 99999 | 99999 | 1 | 0 | 1 | -360 | 360 | 0 | 0 | 0 | 0 | 0 | 0 | 0 | 0
5444 | 8070 | 0 | 0.26108 | 0 | 99999 | 99999 | 99999 | 1 | 0 | 1 | -360 | 360 | 0 | 0 | 0 | 0 | 0 | 0 | 0 | 0
5444 | 5465 | 0 | 0.1947 | 0 | 99999 | 99999 | 99999 | 1 | 0 | 1 | -360 | 360 | 0 | 0 | 0 | 0 | 0 | 0 | 0 | 0
5444 | 5449 | 0 | 0.23363 | 0 | 99999 | 99999 | 99999 | 1 | 0 | 1 | -360 | 360 | 0 | 0 | 0 | 0 | 0 | 0 | 0 | 0
5444 | 5447 | 0 | 0.6277 | 0 | 99999 | 99999 | 99999 | 1 | 0 | 1 | -360 | 360 | 0 | 0 | 0 | 0 | 0 | 0 | 0 | 0
5444 | 8060 | 0 | 0.16553 | 0 | 99999 | 99999 | 99999 | 1 | 0 | 1 | -360 | 360 | 0 | 0 | 0 | 0 | 0 | 0 | 0 | 0
5444 | 8116 | 0 | 0.51268 | 0 | 99999 | 99999 | 99999 | 1 | 0 | 1 | -360 | 360 | 0 | 0 | 0 | 0 | 0 | 0 | 0 | 0
5447 | 5480 | 0 | 0.011059 | 0 | 99999 | 99999 | 99999 | 1 | 0 | 1 | -360 | 360 | 0 | 0 | 0 | 0 | 0 | 0 | 0 | 0
5449 | 8129 | 0 | 0.66922 | 0 | 99999 | 99999 | 99999 | 1 | 0 | 1 | -360 | 360 | 0 | 0 | 0 | 0 | 0 | 0 | 0 | 0
5449 | 5480 | 0 | 0.18627 | 0 | 99999 | 99999 | 99999 | 1 | 0 | 1 | -360 | 360 | 0 | 0 | 0 | 0 | 0 | 0 | 0 | 0
5449 | 5465 | 0 | 0.43001 | 0 | 99999 | 99999 | 99999 | 1 | 0 | 1 | -360 | 360 | 0 | 0 | 0 | 0 | 0 | 0 | 0 | 0
5465 | 8129 | 0 | 0.47136 | 0 | 99999 | 99999 | 99999 | 1 | 0 | 1 | -360 | 360 | 0 | 0 | 0 | 0 | 0 | 0 | 0 | 0
6001 | 6115 | 0 | 0.043662 | 0 | 99999 | 99999 | 99999 | 1 | 0 | 1 | -360 | 360 | 0 | 0 | 0 | 0 | 0 | 0 | 0 | 0
6001 | 6168 | 0 | 0.39296 | 0 | 99999 | 99999 | 99999 | 1 | 0 | 1 | -360 | 360 | 0 | 0 | 0 | 0 | 0 | 0 | 0 | 0
6001 | 6199 | 0 | 0.56701 | 0 | 99999 | 99999 | 99999 | 1 | 0 | 1 | -360 | 360 | 0 | 0 | 0 | 0 | 0 | 0 | 0 | 0
6001 | 6236 | 0 | 0.42887 | 0 | 99999 | 99999 | 99999 | 1 | 0 | 1 | -360 | 360 | 0 | 0 | 0 | 0 | 0 | 0 | 0 | 0
6001 | 6203 | 0 | 0.29702 | 0 | 99999 | 99999 | 99999 | 1 | 0 | 1 | -360 | 360 | 0 | 0 | 0 | 0 | 0 | 0 | 0 | 0
6001 | 6288 | 0 | 0.3022 | 0 | 99999 | 99999 | 99999 | 1 | 0 | 1 | -360 | 360 | 0 | 0 | 0 | 0 | 0 | 0 | 0 | 0
6001 | 6121 | 0 | 0.54981 | 0 | 99999 | 99999 | 99999 | 1 | 0 | 1 | -360 | 360 | 0 | 0 | 0 | 0 | 0 | 0 | 0 | 0
6001 | 6058 | 0 | 0.58346 | 0 | 99999 | 99999 | 99999 | 1 | 0 | 1 | -360 | 360 | 0 | 0 | 0 | 0 | 0 | 0 | 0 | 0
6001 | 6037 | 0 | 0.25048 | 0 | 99999 | 99999 | 99999 | 1 | 0 | 1 | -360 | 360 | 0 | 0 | 0 | 0 | 0 | 0 | 0 | 0
6001 | 6280 | 0 | 0.37741 | 0 | 99999 | 99999 | 99999 | 1 | 0 | 1 | -360 | 360 | 0 | 0 | 0 | 0 | 0 | 0 | 0 | 0
6001 | 6241 | 0 | 0.40395 | 0 | 99999 | 99999 | 99999 | 1 | 0 | 1 | -360 | 360 | 0 | 0 | 0 | 0 | 0 | 0 | 0 | 0
6001 | 6147 | 0 | 0.71649 | 0 | 99999 | 99999 | 99999 | 1 | 0 | 1 | -360 | 360 | 0 | 0 | 0 | 0 | 0 | 0 | 0 | 0
6002 | 6047 | 0 | 0.012928 | 0 | 99999 | 99999 | 99999 | 1 | 0 | 1 | -360 | 360 | 0 | 0 | 0 | 0 | 0 | 0 | 0 | 0
6002 | 6121 | 0 | 0.12408 | 0 | 99999 | 99999 | 99999 | 1 | 0 | 1 | -360 | 360 | 0 | 0 | 0 | 0 | 0 | 0 | 0 | 0
6002 | 6178 | 0 | 0.056866 | 0 | 99999 | 99999 | 99999 | 1 | 0 | 1 | -360 | 360 | 0 | 0 | 0 | 0 | 0 | 0 | 0 | 0
6002 | 6199 | 0 | 0.44663 | 0 | 99999 | 99999 | 99999 | 1 | 0 | 1 | -360 | 360 | 0 | 0 | 0 | 0 | 0 | 0 | 0 | 0
6002 | 6058 | 0 | 0.44895 | 0 | 99999 | 99999 | 99999 | 1 | 0 | 1 | -360 | 360 | 0 | 0 | 0 | 0 | 0 | 0 | 0 | 0
6002 | 6352 | 0 | 0.40066 | 0 | 99999 | 99999 | 99999 | 1 | 0 | 1 | -360 | 360 | 0 | 0 | 0 | 0 | 0 | 0 | 0 | 0
6005 | 6330 | 0 | 0.55084 | 0 | 99999 | 99999 | 99999 | 1 | 0 | 1 | -360 | 360 | 0 | 0 | 0 | 0 | 0 | 0 | 0 | 0
6005 | 7406 | 0 | 0.50477 | 0 | 99999 | 99999 | 99999 | 1 | 0 | 1 | -360 | 360 | 0 | 0 | 0 | 0 | 0 | 0 | 0 | 0
6005 | 6344 | 0 | 0.48519 | 0 | 99999 | 99999 | 99999 | 1 | 0 | 1 | -360 | 360 | 0 | 0 | 0 | 0 | 0 | 0 | 0 | 0
6005 | 6349 | 0 | 0.23369 | 0 | 99999 | 99999 | 99999 | 1 | 0 | 1 | -360 | 360 | 0 | 0 | 0 | 0 | 0 | 0 | 0 | 0
6005 | 6295 | 0 | 0.35611 | 0 | 99999 | 99999 | 99999 | 1 | 0 | 1 | -360 | 360 | 0 | 0 | 0 | 0 | 0 | 0 | 0 | 0
6005 | 6078 | 0 | 0.17786 | 0 | 99999 | 99999 | 99999 | 1 | 0 | 1 | -360 | 360 | 0 | 0 | 0 | 0 | 0 | 0 | 0 | 0
6005 | 6111 | 0 | 0.50848 | 0 | 99999 | 99999 | 99999 | 1 | 0 | 1 | -360 | 360 | 0 | 0 | 0 | 0 | 0 | 0 | 0 | 0
6014 | 6223 | 0 | 0.69147 | 0 | 99999 | 99999 | 99999 | 1 | 0 | 1 | -360 | 360 | 0 | 0 | 0 | 0 | 0 | 0 | 0 | 0
6014 | 6280 | 0 | 0.27353 | 0 | 99999 | 99999 | 99999 | 1 | 0 | 1 | -360 | 360 | 0 | 0 | 0 | 0 | 0 | 0 | 0 | 0
6018 | 6330 | 0 | 0.04362 | 0 | 99999 | 99999 | 99999 | 1 | 0 | 1 | -360 | 360 | 0 | 0 | 0 | 0 | 0 | 0 | 0 | 0
6018 | 6035 | 0 | 0.072201 | 0 | 99999 | 99999 | 99999 | 1 | 0 | 1 | -360 | 360 | 0 | 0 | 0 | 0 | 0 | 0 | 0 | 0
6018 | 6208 | 0 | 0.16999 | 0 | 99999 | 99999 | 99999 | 1 | 0 | 1 | -360 | 360 | 0 | 0 | 0 | 0 | 0 | 0 | 0 | 0
6018 | 6344 | 0 | 0.68124 | 0 | 99999 | 99999 | 99999 | 1 | 0 | 1 | -360 | 360 | 0 | 0 | 0 | 0 | 0 | 0 | 0 | 0
6018 | 6349 | 0 | 0.068663 | 0 | 99999 | 99999 | 99999 | 1 | 0 | 1 | -360 | 360 | 0 | 0 | 0 | 0 | 0 | 0 | 0 | 0
6018 | 6238 | 0 | 0.13445 | 0 | 99999 | 99999 | 99999 | 1 | 0 | 1 | -360 | 360 | 0 | 0 | 0 | 0 | 0 | 0 | 0 | 0
6018 | 6295 | 0 | 0.22768 | 0 | 99999 | 99999 | 99999 | 1 | 0 | 1 | -360 | 360 | 0 | 0 | 0 | 0 | 0 | 0 | 0 | 0
6018 | 6230 | 0 | 0.36916 | 0 | 99999 | 99999 | 99999 | 1 | 0 | 1 | -360 | 360 | 0 | 0 | 0 | 0 | 0 | 0 | 0 | 0
6018 | 6223 | 0 | 0.091005 | 0 | 99999 | 99999 | 99999 | 1 | 0 | 1 | -360 | 360 | 0 | 0 | 0 | 0 | 0 | 0 | 0 | 0
6018 | 6061 | 0 | 0.29548 | 0 | 99999 | 99999 | 99999 | 1 | 0 | 1 | -360 | 360 | 0 | 0 | 0 | 0 | 0 | 0 | 0 | 0
6018 | 6205 | 0 | 0.4048 | 0 | 99999 | 99999 | 99999 | 1 | 0 | 1 | -360 | 360 | 0 | 0 | 0 | 0 | 0 | 0 | 0 | 0
6018 | 6224 | 0 | 0.20172 | 0 | 99999 | 99999 | 99999 | 1 | 0 | 1 | -360 | 360 | 0 | 0 | 0 | 0 | 0 | 0 | 0 | 0
6023 | 6344 | 0 | 0.41307 | 0 | 99999 | 99999 | 99999 | 1 | 0 | 1 | -360 | 360 | 0 | 0 | 0 | 0 | 0 | 0 | 0 | 0
6023 | 6349 | 0 | 0.062276 | 0 | 99999 | 99999 | 99999 | 1 | 0 | 1 | -360 | 360 | 0 | 0 | 0 | 0 | 0 | 0 | 0 | 0
6035 | 6330 | 0 | 0.53819 | 0 | 99999 | 99999 | 99999 | 1 | 0 | 1 | -360 | 360 | 0 | 0 | 0 | 0 | 0 | 0 | 0 | 0
6035 | 8155 | 0 | 0.28925 | 0 | 99999 | 99999 | 99999 | 1 | 0 | 1 | -360 | 360 | 0 | 0 | 0 | 0 | 0 | 0 | 0 | 0
6035 | 6355 | 0 | 0.16134 | 0 | 99999 | 99999 | 99999 | 1 | 0 | 1 | -360 | 360 | 0 | 0 | 0 | 0 | 0 | 0 | 0 | 0
6035 | 6208 | 0 | 0.061097 | 0 | 99999 | 99999 | 99999 | 1 | 0 | 1 | -360 | 360 | 0 | 0 | 0 | 0 | 0 | 0 | 0 | 0
6035 | 6344 | 0 | 0.056161 | 0 | 99999 | 99999 | 99999 | 1 | 0 | 1 | -360 | 360 | 0 | 0 | 0 | 0 | 0 | 0 | 0 | 0
6035 | 6349 | 0 | 0.055861 | 0 | 99999 | 99999 | 99999 | 1 | 0 | 1 | -360 | 360 | 0 | 0 | 0 | 0 | 0 | 0 | 0 | 0
6035 | 6238 | 0 | 0.50304 | 0 | 99999 | 99999 | 99999 | 1 | 0 | 1 | -360 | 360 | 0 | 0 | 0 | 0 | 0 | 0 | 0 | 0
6035 | 6295 | 0 | 0.31702 | 0 | 99999 | 99999 | 99999 | 1 | 0 | 1 | -360 | 360 | 0 | 0 | 0 | 0 | 0 | 0 | 0 | 0
6035 | 6223 | 0 | 0.14593 | 0 | 99999 | 99999 | 99999 | 1 | 0 | 1 | -360 | 360 | 0 | 0 | 0 | 0 | 0 | 0 | 0 | 0
6035 | 6061 | 0 | 0.72922 | 0 | 99999 | 99999 | 99999 | 1 | 0 | 1 | -360 | 360 | 0 | 0 | 0 | 0 | 0 | 0 | 0 | 0
6035 | 6120 | 0 | 0.16207 | 0 | 99999 | 99999 | 99999 | 1 | 0 | 1 | -360 | 360 | 0 | 0 | 0 | 0 | 0 | 0 | 0 | 0
6035 | 6111 | 0 | 0.1641 | 0 | 99999 | 99999 | 99999 | 1 | 0 | 1 | -360 | 360 | 0 | 0 | 0 | 0 | 0 | 0 | 0 | 0
6035 | 6224 | 0 | 0.43457 | 0 | 99999 | 99999 | 99999 | 1 | 0 | 1 | -360 | 360 | 0 | 0 | 0 | 0 | 0 | 0 | 0 | 0
6037 | 6115 | 0 | 0.10806 | 0 | 99999 | 99999 | 99999 | 1 | 0 | 1 | -360 | 360 | 0 | 0 | 0 | 0 | 0 | 0 | 0 | 0
6037 | 6168 | 0 | 0.57688 | 0 | 99999 | 99999 | 99999 | 1 | 0 | 1 | -360 | 360 | 0 | 0 | 0 | 0 | 0 | 0 | 0 | 0
6037 | 6199 | 0 | 0.10532 | 0 | 99999 | 99999 | 99999 | 1 | 0 | 1 | -360 | 360 | 0 | 0 | 0 | 0 | 0 | 0 | 0 | 0
6037 | 6236 | 0 | 0.22848 | 0 | 99999 | 99999 | 99999 | 1 | 0 | 1 | -360 | 360 | 0 | 0 | 0 | 0 | 0 | 0 | 0 | 0
6037 | 6203 | 0 | 0.38576 | 0 | 99999 | 99999 | 99999 | 1 | 0 | 1 | -360 | 360 | 0 | 0 | 0 | 0 | 0 | 0 | 0 | 0
6037 | 7406 | 0 | 0.22951 | 0 | 99999 | 99999 | 99999 | 1 | 0 | 1 | -360 | 360 | 0 | 0 | 0 | 0 | 0 | 0 | 0 | 0
6037 | 6349 | 0 | 0.26808 | 0 | 99999 | 99999 | 99999 | 1 | 0 | 1 | -360 | 360 | 0 | 0 | 0 | 0 | 0 | 0 | 0 | 0
6037 | 6335 | 0 | 0.29358 | 0 | 99999 | 99999 | 99999 | 1 | 0 | 1 | -360 | 360 | 0 | 0 | 0 | 0 | 0 | 0 | 0 | 0
6037 | 6288 | 0 | 0.091207 | 0 | 99999 | 99999 | 99999 | 1 | 0 | 1 | -360 | 360 | 0 | 0 | 0 | 0 | 0 | 0 | 0 | 0
6037 | 6121 | 0 | 0.017053 | 0 | 99999 | 99999 | 99999 | 1 | 0 | 1 | -360 | 360 | 0 | 0 | 0 | 0 | 0 | 0 | 0 | 0
6037 | 6178 | 0 | 0.26774 | 0 | 99999 | 99999 | 99999 | 1 | 0 | 1 | -360 | 360 | 0 | 0 | 0 | 0 | 0 | 0 | 0 | 0
6037 | 6058 | 0 | 0.11967 | 0 | 99999 | 99999 | 99999 | 1 | 0 | 1 | -360 | 360 | 0 | 0 | 0 | 0 | 0 | 0 | 0 | 0
6037 | 6302 | 0 | 0.46985 | 0 | 99999 | 99999 | 99999 | 1 | 0 | 1 | -360 | 360 | 0 | 0 | 0 | 0 | 0 | 0 | 0 | 0
6037 | 6352 | 0 | 0.019736 | 0 | 99999 | 99999 | 99999 | 1 | 0 | 1 | -360 | 360 | 0 | 0 | 0 | 0 | 0 | 0 | 0 | 0
6037 | 6230 | 0 | 0.73082 | 0 | 99999 | 99999 | 99999 | 1 | 0 | 1 | -360 | 360 | 0 | 0 | 0 | 0 | 0 | 0 | 0 | 0
6037 | 6280 | 0 | 0.30021 | 0 | 99999 | 99999 | 99999 | 1 | 0 | 1 | -360 | 360 | 0 | 0 | 0 | 0 | 0 | 0 | 0 | 0
6037 | 6241 | 0 | 0.22952 | 0 | 99999 | 99999 | 99999 | 1 | 0 | 1 | -360 | 360 | 0 | 0 | 0 | 0 | 0 | 0 | 0 | 0
6037 | 6171 | 0 | 0.5518 | 0 | 99999 | 99999 | 99999 | 1 | 0 | 1 | -360 | 360 | 0 | 0 | 0 | 0 | 0 | 0 | 0 | 0
6037 | 6164 | 0 | 0.30686 | 0 | 99999 | 99999 | 99999 | 1 | 0 | 1 | -360 | 360 | 0 | 0 | 0 | 0 | 0 | 0 | 0 | 0
6037 | 6069 | 0 | 0.24328 | 0 | 99999 | 99999 | 99999 | 1 | 0 | 1 | -360 | 360 | 0 | 0 | 0 | 0 | 0 | 0 | 0 | 0
6037 | 6047 | 0 | 0.52097 | 0 | 99999 | 99999 | 99999 | 1 | 0 | 1 | -360 | 360 | 0 | 0 | 0 | 0 | 0 | 0 | 0 | 0
6037 | 6147 | 0 | 0.15623 | 0 | 99999 | 99999 | 99999 | 1 | 0 | 1 | -360 | 360 | 0 | 0 | 0 | 0 | 0 | 0 | 0 | 0
6047 | 6121 | 0 | 0.15368 | 0 | 99999 | 99999 | 99999 | 1 | 0 | 1 | -360 | 360 | 0 | 0 | 0 | 0 | 0 | 0 | 0 | 0
6047 | 6199 | 0 | 0.097193 | 0 | 99999 | 99999 | 99999 | 1 | 0 | 1 | -360 | 360 | 0 | 0 | 0 | 0 | 0 | 0 | 0 | 0
6047 | 6236 | 0 | 0.45949 | 0 | 99999 | 99999 | 99999 | 1 | 0 | 1 | -360 | 360 | 0 | 0 | 0 | 0 | 0 | 0 | 0 | 0
6047 | 6349 | 0 | 0.34824 | 0 | 99999 | 99999 | 99999 | 1 | 0 | 1 | -360 | 360 | 0 | 0 | 0 | 0 | 0 | 0 | 0 | 0
6047 | 6288 | 0 | 0.60942 | 0 | 99999 | 99999 | 99999 | 1 | 0 | 1 | -360 | 360 | 0 | 0 | 0 | 0 | 0 | 0 | 0 | 0
6047 | 6058 | 0 | 0.77767 | 0 | 99999 | 99999 | 99999 | 1 | 0 | 1 | -360 | 360 | 0 | 0 | 0 | 0 | 0 | 0 | 0 | 0
6047 | 6069 | 0 | 0.53017 | 0 | 99999 | 99999 | 99999 | 1 | 0 | 1 | -360 | 360 | 0 | 0 | 0 | 0 | 0 | 0 | 0 | 0
6047 | 6147 | 0 | 0.71392 | 0 | 99999 | 99999 | 99999 | 1 | 0 | 1 | -360 | 360 | 0 | 0 | 0 | 0 | 0 | 0 | 0 | 0
6058 | 6115 | 0 | 0.12585 | 0 | 99999 | 99999 | 99999 | 1 | 0 | 1 | -360 | 360 | 0 | 0 | 0 | 0 | 0 | 0 | 0 | 0
6058 | 6199 | 0 | 0.2548 | 0 | 99999 | 99999 | 99999 | 1 | 0 | 1 | -360 | 360 | 0 | 0 | 0 | 0 | 0 | 0 | 0 | 0
6058 | 6236 | 0 | 0.47333 | 0 | 99999 | 99999 | 99999 | 1 | 0 | 1 | -360 | 360 | 0 | 0 | 0 | 0 | 0 | 0 | 0 | 0
6058 | 7406 | 0 | 0.32466 | 0 | 99999 | 99999 | 99999 | 1 | 0 | 1 | -360 | 360 | 0 | 0 | 0 | 0 | 0 | 0 | 0 | 0
6058 | 6349 | 0 | 0.17916 | 0 | 99999 | 99999 | 99999 | 1 | 0 | 1 | -360 | 360 | 0 | 0 | 0 | 0 | 0 | 0 | 0 | 0
6058 | 6288 | 0 | 0.65346 | 0 | 99999 | 99999 | 99999 | 1 | 0 | 1 | -360 | 360 | 0 | 0 | 0 | 0 | 0 | 0 | 0 | 0
6058 | 6178 | 0 | 0.43046 | 0 | 99999 | 99999 | 99999 | 1 | 0 | 1 | -360 | 360 | 0 | 0 | 0 | 0 | 0 | 0 | 0 | 0
6058 | 6302 | 0 | 0.22225 | 0 | 99999 | 99999 | 99999 | 1 | 0 | 1 | -360 | 360 | 0 | 0 | 0 | 0 | 0 | 0 | 0 | 0
6058 | 6352 | 0 | 0.37928 | 0 | 99999 | 99999 | 99999 | 1 | 0 | 1 | -360 | 360 | 0 | 0 | 0 | 0 | 0 | 0 | 0 | 0
6058 | 6230 | 0 | 0.22367 | 0 | 99999 | 99999 | 99999 | 1 | 0 | 1 | -360 | 360 | 0 | 0 | 0 | 0 | 0 | 0 | 0 | 0
6058 | 6223 | 0 | 0.6978 | 0 | 99999 | 99999 | 99999 | 1 | 0 | 1 | -360 | 360 | 0 | 0 | 0 | 0 | 0 | 0 | 0 | 0
6058 | 6278 | 0 | 0.72873 | 0 | 99999 | 99999 | 99999 | 1 | 0 | 1 | -360 | 360 | 0 | 0 | 0 | 0 | 0 | 0 | 0 | 0
6058 | 6280 | 0 | 0.22128 | 0 | 99999 | 99999 | 99999 | 1 | 0 | 1 | -360 | 360 | 0 | 0 | 0 | 0 | 0 | 0 | 0 | 0
6058 | 6164 | 0 | 0.23099 | 0 | 99999 | 99999 | 99999 | 1 | 0 | 1 | -360 | 360 | 0 | 0 | 0 | 0 | 0 | 0 | 0 | 0
6058 | 6069 | 0 | 0.14208 | 0 | 99999 | 99999 | 99999 | 1 | 0 | 1 | -360 | 360 | 0 | 0 | 0 | 0 | 0 | 0 | 0 | 0
6058 | 6147 | 0 | 0.41842 | 0 | 99999 | 99999 | 99999 | 1 | 0 | 1 | -360 | 360 | 0 | 0 | 0 | 0 | 0 | 0 | 0 | 0
6061 | 6330 | 0 | 0.21357 | 0 | 99999 | 99999 | 99999 | 1 | 0 | 1 | -360 | 360 | 0 | 0 | 0 | 0 | 0 | 0 | 0 | 0
6061 | 6349 | 0 | 0.41229 | 0 | 99999 | 99999 | 99999 | 1 | 0 | 1 | -360 | 360 | 0 | 0 | 0 | 0 | 0 | 0 | 0 | 0
6061 | 6238 | 0 | 0.20541 | 0 | 99999 | 99999 | 99999 | 1 | 0 | 1 | -360 | 360 | 0 | 0 | 0 | 0 | 0 | 0 | 0 | 0
6061 | 6223 | 0 | 0.61696 | 0 | 99999 | 99999 | 99999 | 1 | 0 | 1 | -360 | 360 | 0 | 0 | 0 | 0 | 0 | 0 | 0 | 0
6061 | 6205 | 0 | 0.37839 | 0 | 99999 | 99999 | 99999 | 1 | 0 | 1 | -360 | 360 | 0 | 0 | 0 | 0 | 0 | 0 | 0 | 0
6069 | 6115 | 0 | 0.7545 | 0 | 99999 | 99999 | 99999 | 1 | 0 | 1 | -360 | 360 | 0 | 0 | 0 | 0 | 0 | 0 | 0 | 0
6069 | 6199 | 0 | 0.29288 | 0 | 99999 | 99999 | 99999 | 1 | 0 | 1 | -360 | 360 | 0 | 0 | 0 | 0 | 0 | 0 | 0 | 0
6069 | 6236 | 0 | 0.44624 | 0 | 99999 | 99999 | 99999 | 1 | 0 | 1 | -360 | 360 | 0 | 0 | 0 | 0 | 0 | 0 | 0 | 0
6069 | 7406 | 0 | 0.29825 | 0 | 99999 | 99999 | 99999 | 1 | 0 | 1 | -360 | 360 | 0 | 0 | 0 | 0 | 0 | 0 | 0 | 0
6069 | 6349 | 0 | 0.094806 | 0 | 99999 | 99999 | 99999 | 1 | 0 | 1 | -360 | 360 | 0 | 0 | 0 | 0 | 0 | 0 | 0 | 0
6069 | 6302 | 0 | 0.20274 | 0 | 99999 | 99999 | 99999 | 1 | 0 | 1 | -360 | 360 | 0 | 0 | 0 | 0 | 0 | 0 | 0 | 0
6069 | 6230 | 0 | 0.41157 | 0 | 99999 | 99999 | 99999 | 1 | 0 | 1 | -360 | 360 | 0 | 0 | 0 | 0 | 0 | 0 | 0 | 0
6069 | 6280 | 0 | 0.37072 | 0 | 99999 | 99999 | 99999 | 1 | 0 | 1 | -360 | 360 | 0 | 0 | 0 | 0 | 0 | 0 | 0 | 0
6069 | 6164 | 0 | 0.20776 | 0 | 99999 | 99999 | 99999 | 1 | 0 | 1 | -360 | 360 | 0 | 0 | 0 | 0 | 0 | 0 | 0 | 0
6069 | 6147 | 0 | 0.39331 | 0 | 99999 | 99999 | 99999 | 1 | 0 | 1 | -360 | 360 | 0 | 0 | 0 | 0 | 0 | 0 | 0 | 0
6078 | 7428 | 0 | 0.73811 | 0 | 99999 | 99999 | 99999 | 1 | 0 | 1 | -360 | 360 | 0 | 0 | 0 | 0 | 0 | 0 | 0 | 0
6078 | 7406 | 0 | 0.096426 | 0 | 99999 | 99999 | 99999 | 1 | 0 | 1 | -360 | 360 | 0 | 0 | 0 | 0 | 0 | 0 | 0 | 0
6078 | 7389 | 0 | 0.41758 | 0 | 99999 | 99999 | 99999 | 1 | 0 | 1 | -360 | 360 | 0 | 0 | 0 | 0 | 0 | 0 | 0 | 0
6078 | 7400 | 0 | 0.28275 | 0 | 99999 | 99999 | 99999 | 1 | 0 | 1 | -360 | 360 | 0 | 0 | 0 | 0 | 0 | 0 | 0 | 0
6078 | 8140 | 0 | 0.56554 | 0 | 99999 | 99999 | 99999 | 1 | 0 | 1 | -360 | 360 | 0 | 0 | 0 | 0 | 0 | 0 | 0 | 0
6078 | 7045 | 0 | 0.55346 | 0 | 99999 | 99999 | 99999 | 1 | 0 | 1 | -360 | 360 | 0 | 0 | 0 | 0 | 0 | 0 | 0 | 0
6078 | 6349 | 0 | 0.66158 | 0 | 99999 | 99999 | 99999 | 1 | 0 | 1 | -360 | 360 | 0 | 0 | 0 | 0 | 0 | 0 | 0 | 0
6111 | 8087 | 0 | 0.24072 | 0 | 99999 | 99999 | 99999 | 1 | 0 | 1 | -360 | 360 | 0 | 0 | 0 | 0 | 0 | 0 | 0 | 0
6111 | 8155 | 0 | 0.077199 | 0 | 99999 | 99999 | 99999 | 1 | 0 | 1 | -360 | 360 | 0 | 0 | 0 | 0 | 0 | 0 | 0 | 0
6111 | 6355 | 0 | 0.73154 | 0 | 99999 | 99999 | 99999 | 1 | 0 | 1 | -360 | 360 | 0 | 0 | 0 | 0 | 0 | 0 | 0 | 0
6111 | 6344 | 0 | 0.23911 | 0 | 99999 | 99999 | 99999 | 1 | 0 | 1 | -360 | 360 | 0 | 0 | 0 | 0 | 0 | 0 | 0 | 0
6111 | 6349 | 0 | 0.11342 | 0 | 99999 | 99999 | 99999 | 1 | 0 | 1 | -360 | 360 | 0 | 0 | 0 | 0 | 0 | 0 | 0 | 0
6111 | 6295 | 0 | 0.21298 | 0 | 99999 | 99999 | 99999 | 1 | 0 | 1 | -360 | 360 | 0 | 0 | 0 | 0 | 0 | 0 | 0 | 0
6111 | 6223 | 0 | 0.56411 | 0 | 99999 | 99999 | 99999 | 1 | 0 | 1 | -360 | 360 | 0 | 0 | 0 | 0 | 0 | 0 | 0 | 0
6115 | 6168 | 0 | 0.4591 | 0 | 99999 | 99999 | 99999 | 1 | 0 | 1 | -360 | 360 | 0 | 0 | 0 | 0 | 0 | 0 | 0 | 0
6115 | 6199 | 0 | 0.5514 | 0 | 99999 | 99999 | 99999 | 1 | 0 | 1 | -360 | 360 | 0 | 0 | 0 | 0 | 0 | 0 | 0 | 0
6115 | 6236 | 0 | 0.76685 | 0 | 99999 | 99999 | 99999 | 1 | 0 | 1 | -360 | 360 | 0 | 0 | 0 | 0 | 0 | 0 | 0 | 0
6115 | 6203 | 0 | 0.082487 | 0 | 99999 | 99999 | 99999 | 1 | 0 | 1 | -360 | 360 | 0 | 0 | 0 | 0 | 0 | 0 | 0 | 0
6115 | 6288 | 0 | 0.15342 | 0 | 99999 | 99999 | 99999 | 1 | 0 | 1 | -360 | 360 | 0 | 0 | 0 | 0 | 0 | 0 | 0 | 0
6115 | 6121 | 0 | 0.12851 | 0 | 99999 | 99999 | 99999 | 1 | 0 | 1 | -360 | 360 | 0 | 0 | 0 | 0 | 0 | 0 | 0 | 0
6115 | 6352 | 0 | 0.26851 | 0 | 99999 | 99999 | 99999 | 1 | 0 | 1 | -360 | 360 | 0 | 0 | 0 | 0 | 0 | 0 | 0 | 0
6115 | 6280 | 0 | 0.26043 | 0 | 99999 | 99999 | 99999 | 1 | 0 | 1 | -360 | 360 | 0 | 0 | 0 | 0 | 0 | 0 | 0 | 0
6115 | 6241 | 0 | 0.40884 | 0 | 99999 | 99999 | 99999 | 1 | 0 | 1 | -360 | 360 | 0 | 0 | 0 | 0 | 0 | 0 | 0 | 0
6120 | 6208 | 0 | 0.032225 | 0 | 99999 | 99999 | 99999 | 1 | 0 | 1 | -360 | 360 | 0 | 0 | 0 | 0 | 0 | 0 | 0 | 0
6120 | 6224 | 0 | 0.081842 | 0 | 99999 | 99999 | 99999 | 1 | 0 | 1 | -360 | 360 | 0 | 0 | 0 | 0 | 0 | 0 | 0 | 0
6120 | 6355 | 0 | 0.12639 | 0 | 99999 | 99999 | 99999 | 1 | 0 | 1 | -360 | 360 | 0 | 0 | 0 | 0 | 0 | 0 | 0 | 0
6120 | 6344 | 0 | 0.17542 | 0 | 99999 | 99999 | 99999 | 1 | 0 | 1 | -360 | 360 | 0 | 0 | 0 | 0 | 0 | 0 | 0 | 0
6120 | 6349 | 0 | 0.04923 | 0 | 99999 | 99999 | 99999 | 1 | 0 | 1 | -360 | 360 | 0 | 0 | 0 | 0 | 0 | 0 | 0 | 0
6120 | 6223 | 0 | 0.50458 | 0 | 99999 | 99999 | 99999 | 1 | 0 | 1 | -360 | 360 | 0 | 0 | 0 | 0 | 0 | 0 | 0 | 0
6121 | 6199 | 0 | 0.079496 | 0 | 99999 | 99999 | 99999 | 1 | 0 | 1 | -360 | 360 | 0 | 0 | 0 | 0 | 0 | 0 | 0 | 0
6121 | 6203 | 0 | 0.098568 | 0 | 99999 | 99999 | 99999 | 1 | 0 | 1 | -360 | 360 | 0 | 0 | 0 | 0 | 0 | 0 | 0 | 0
6121 | 6288 | 0 | 0.28912 | 0 | 99999 | 99999 | 99999 | 1 | 0 | 1 | -360 | 360 | 0 | 0 | 0 | 0 | 0 | 0 | 0 | 0
6121 | 6352 | 0 | 0.071952 | 0 | 99999 | 99999 | 99999 | 1 | 0 | 1 | -360 | 360 | 0 | 0 | 0 | 0 | 0 | 0 | 0 | 0
6121 | 6241 | 0 | 0.65995 | 0 | 99999 | 99999 | 99999 | 1 | 0 | 1 | -360 | 360 | 0 | 0 | 0 | 0 | 0 | 0 | 0 | 0
6147 | 6199 | 0 | 0.19816 | 0 | 99999 | 99999 | 99999 | 1 | 0 | 1 | -360 | 360 | 0 | 0 | 0 | 0 | 0 | 0 | 0 | 0
6147 | 6236 | 0 | 0.31374 | 0 | 99999 | 99999 | 99999 | 1 | 0 | 1 | -360 | 360 | 0 | 0 | 0 | 0 | 0 | 0 | 0 | 0
6147 | 7406 | 0 | 0.18676 | 0 | 99999 | 99999 | 99999 | 1 | 0 | 1 | -360 | 360 | 0 | 0 | 0 | 0 | 0 | 0 | 0 | 0
6147 | 6349 | 0 | 0.38994 | 0 | 99999 | 99999 | 99999 | 1 | 0 | 1 | -360 | 360 | 0 | 0 | 0 | 0 | 0 | 0 | 0 | 0
6147 | 6288 | 0 | 0.42608 | 0 | 99999 | 99999 | 99999 | 1 | 0 | 1 | -360 | 360 | 0 | 0 | 0 | 0 | 0 | 0 | 0 | 0
6147 | 6178 | 0 | 0.60761 | 0 | 99999 | 99999 | 99999 | 1 | 0 | 1 | -360 | 360 | 0 | 0 | 0 | 0 | 0 | 0 | 0 | 0
6147 | 6302 | 0 | 0.64302 | 0 | 99999 | 99999 | 99999 | 1 | 0 | 1 | -360 | 360 | 0 | 0 | 0 | 0 | 0 | 0 | 0 | 0
6147 | 6280 | 0 | 0.69214 | 0 | 99999 | 99999 | 99999 | 1 | 0 | 1 | -360 | 360 | 0 | 0 | 0 | 0 | 0 | 0 | 0 | 0
6147 | 6241 | 0 | 0.37029 | 0 | 99999 | 99999 | 99999 | 1 | 0 | 1 | -360 | 360 | 0 | 0 | 0 | 0 | 0 | 0 | 0 | 0
6147 | 6171 | 0 | 0.72929 | 0 | 99999 | 99999 | 99999 | 1 | 0 | 1 | -360 | 360 | 0 | 0 | 0 | 0 | 0 | 0 | 0 | 0
6147 | 6164 | 0 | 0.30488 | 0 | 99999 | 99999 | 99999 | 1 | 0 | 1 | -360 | 360 | 0 | 0 | 0 | 0 | 0 | 0 | 0 | 0
6150 | 6168 | 0 | 0.12264 | 0 | 99999 | 99999 | 99999 | 1 | 0 | 1 | -360 | 360 | 0 | 0 | 0 | 0 | 0 | 0 | 0 | 0
6150 | 6199 | 0 | 0.046569 | 0 | 99999 | 99999 | 99999 | 1 | 0 | 1 | -360 | 360 | 0 | 0 | 0 | 0 | 0 | 0 | 0 | 0
6150 | 6236 | 0 | 0.36773 | 0 | 99999 | 99999 | 99999 | 1 | 0 | 1 | -360 | 360 | 0 | 0 | 0 | 0 | 0 | 0 | 0 | 0
6150 | 6203 | 0 | 0.19666 | 0 | 99999 | 99999 | 99999 | 1 | 0 | 1 | -360 | 360 | 0 | 0 | 0 | 0 | 0 | 0 | 0 | 0
6164 | 6199 | 0 | 0.41518 | 0 | 99999 | 99999 | 99999 | 1 | 0 | 1 | -360 | 360 | 0 | 0 | 0 | 0 | 0 | 0 | 0 | 0
6164 | 6236 | 0 | 0.64329 | 0 | 99999 | 99999 | 99999 | 1 | 0 | 1 | -360 | 360 | 0 | 0 | 0 | 0 | 0 | 0 | 0 | 0
6164 | 7406 | 0 | 0.18612 | 0 | 99999 | 99999 | 99999 | 1 | 0 | 1 | -360 | 360 | 0 | 0 | 0 | 0 | 0 | 0 | 0 | 0
6164 | 6349 | 0 | 0.25911 | 0 | 99999 | 99999 | 99999 | 1 | 0 | 1 | -360 | 360 | 0 | 0 | 0 | 0 | 0 | 0 | 0 | 0
6164 | 6302 | 0 | 0.28795 | 0 | 99999 | 99999 | 99999 | 1 | 0 | 1 | -360 | 360 | 0 | 0 | 0 | 0 | 0 | 0 | 0 | 0
6164 | 6230 | 0 | 0.55636 | 0 | 99999 | 99999 | 99999 | 1 | 0 | 1 | -360 | 360 | 0 | 0 | 0 | 0 | 0 | 0 | 0 | 0
6164 | 6280 | 0 | 0.4107 | 0 | 99999 | 99999 | 99999 | 1 | 0 | 1 | -360 | 360 | 0 | 0 | 0 | 0 | 0 | 0 | 0 | 0
6168 | 6199 | 0 | 0.019402 | 0 | 99999 | 99999 | 99999 | 1 | 0 | 1 | -360 | 360 | 0 | 0 | 0 | 0 | 0 | 0 | 0 | 0
6168 | 6236 | 0 | 0.071492 | 0 | 99999 | 99999 | 99999 | 1 | 0 | 1 | -360 | 360 | 0 | 0 | 0 | 0 | 0 | 0 | 0 | 0
6168 | 6203 | 0 | 0.25682 | 0 | 99999 | 99999 | 99999 | 1 | 0 | 1 | -360 | 360 | 0 | 0 | 0 | 0 | 0 | 0 | 0 | 0
6168 | 6288 | 0 | 0.13956 | 0 | 99999 | 99999 | 99999 | 1 | 0 | 1 | -360 | 360 | 0 | 0 | 0 | 0 | 0 | 0 | 0 | 0
6168 | 6178 | 0 | 0.13256 | 0 | 99999 | 99999 | 99999 | 1 | 0 | 1 | -360 | 360 | 0 | 0 | 0 | 0 | 0 | 0 | 0 | 0
6171 | 6199 | 0 | 0.52741 | 0 | 99999 | 99999 | 99999 | 1 | 0 | 1 | -360 | 360 | 0 | 0 | 0 | 0 | 0 | 0 | 0 | 0
6171 | 6236 | 0 | 0.28785 | 0 | 99999 | 99999 | 99999 | 1 | 0 | 1 | -360 | 360 | 0 | 0 | 0 | 0 | 0 | 0 | 0 | 0
6171 | 7406 | 0 | 0.72673 | 0 | 99999 | 99999 | 99999 | 1 | 0 | 1 | -360 | 360 | 0 | 0 | 0 | 0 | 0 | 0 | 0 | 0
6171 | 6335 | 0 | 0.75273 | 0 | 99999 | 99999 | 99999 | 1 | 0 | 1 | -360 | 360 | 0 | 0 | 0 | 0 | 0 | 0 | 0 | 0
6171 | 6178 | 0 | 0.5036 | 0 | 99999 | 99999 | 99999 | 1 | 0 | 1 | -360 | 360 | 0 | 0 | 0 | 0 | 0 | 0 | 0 | 0
6178 | 6199 | 0 | 0.2076 | 0 | 99999 | 99999 | 99999 | 1 | 0 | 1 | -360 | 360 | 0 | 0 | 0 | 0 | 0 | 0 | 0 | 0
6178 | 6236 | 0 | 0.23095 | 0 | 99999 | 99999 | 99999 | 1 | 0 | 1 | -360 | 360 | 0 | 0 | 0 | 0 | 0 | 0 | 0 | 0
6178 | 7406 | 0 | 0.73303 | 0 | 99999 | 99999 | 99999 | 1 | 0 | 1 | -360 | 360 | 0 | 0 | 0 | 0 | 0 | 0 | 0 | 0
6178 | 6349 | 0 | 0.70865 | 0 | 99999 | 99999 | 99999 | 1 | 0 | 1 | -360 | 360 | 0 | 0 | 0 | 0 | 0 | 0 | 0 | 0
6178 | 6335 | 0 | 0.32841 | 0 | 99999 | 99999 | 99999 | 1 | 0 | 1 | -360 | 360 | 0 | 0 | 0 | 0 | 0 | 0 | 0 | 0
6178 | 6288 | 0 | 0.39642 | 0 | 99999 | 99999 | 99999 | 1 | 0 | 1 | -360 | 360 | 0 | 0 | 0 | 0 | 0 | 0 | 0 | 0
6178 | 6241 | 0 | 0.67139 | 0 | 99999 | 99999 | 99999 | 1 | 0 | 1 | -360 | 360 | 0 | 0 | 0 | 0 | 0 | 0 | 0 | 0
6199 | 6236 | 0 | 0.13272 | 0 | 99999 | 99999 | 99999 | 1 | 0 | 1 | -360 | 360 | 0 | 0 | 0 | 0 | 0 | 0 | 0 | 0
6199 | 6203 | 0 | 0.16071 | 0 | 99999 | 99999 | 99999 | 1 | 0 | 1 | -360 | 360 | 0 | 0 | 0 | 0 | 0 | 0 | 0 | 0
6199 | 7406 | 0 | 0.27406 | 0 | 99999 | 99999 | 99999 | 1 | 0 | 1 | -360 | 360 | 0 | 0 | 0 | 0 | 0 | 0 | 0 | 0
6199 | 6349 | 0 | 0.21964 | 0 | 99999 | 99999 | 99999 | 1 | 0 | 1 | -360 | 360 | 0 | 0 | 0 | 0 | 0 | 0 | 0 | 0
6199 | 6335 | 0 | 0.4122 | 0 | 99999 | 99999 | 99999 | 1 | 0 | 1 | -360 | 360 | 0 | 0 | 0 | 0 | 0 | 0 | 0 | 0
6199 | 6288 | 0 | 0.055413 | 0 | 99999 | 99999 | 99999 | 1 | 0 | 1 | -360 | 360 | 0 | 0 | 0 | 0 | 0 | 0 | 0 | 0
6199 | 6302 | 0 | 0.62369 | 0 | 99999 | 99999 | 99999 | 1 | 0 | 1 | -360 | 360 | 0 | 0 | 0 | 0 | 0 | 0 | 0 | 0
6199 | 6352 | 0 | 0.071547 | 0 | 99999 | 99999 | 99999 | 1 | 0 | 1 | -360 | 360 | 0 | 0 | 0 | 0 | 0 | 0 | 0 | 0
6199 | 6280 | 0 | 0.71113 | 0 | 99999 | 99999 | 99999 | 1 | 0 | 1 | -360 | 360 | 0 | 0 | 0 | 0 | 0 | 0 | 0 | 0
6199 | 6241 | 0 | 0.17187 | 0 | 99999 | 99999 | 99999 | 1 | 0 | 1 | -360 | 360 | 0 | 0 | 0 | 0 | 0 | 0 | 0 | 0
6203 | 6236 | 0 | 0.20928 | 0 | 99999 | 99999 | 99999 | 1 | 0 | 1 | -360 | 360 | 0 | 0 | 0 | 0 | 0 | 0 | 0 | 0
6203 | 6288 | 0 | 0.049529 | 0 | 99999 | 99999 | 99999 | 1 | 0 | 1 | -360 | 360 | 0 | 0 | 0 | 0 | 0 | 0 | 0 | 0
6203 | 6241 | 0 | 0.39 | 0 | 99999 | 99999 | 99999 | 1 | 0 | 1 | -360 | 360 | 0 | 0 | 0 | 0 | 0 | 0 | 0 | 0
6205 | 6238 | 0 | 0.72498 | 0 | 99999 | 99999 | 99999 | 1 | 0 | 1 | -360 | 360 | 0 | 0 | 0 | 0 | 0 | 0 | 0 | 0
6205 | 6223 | 0 | 0.65218 | 0 | 99999 | 99999 | 99999 | 1 | 0 | 1 | -360 | 360 | 0 | 0 | 0 | 0 | 0 | 0 | 0 | 0
6208 | 6224 | 0 | 0.03494 | 0 | 99999 | 99999 | 99999 | 1 | 0 | 1 | -360 | 360 | 0 | 0 | 0 | 0 | 0 | 0 | 0 | 0
6208 | 6344 | 0 | 0.058859 | 0 | 99999 | 99999 | 99999 | 1 | 0 | 1 | -360 | 360 | 0 | 0 | 0 | 0 | 0 | 0 | 0 | 0
6208 | 6349 | 0 | 0.6974 | 0 | 99999 | 99999 | 99999 | 1 | 0 | 1 | -360 | 360 | 0 | 0 | 0 | 0 | 0 | 0 | 0 | 0
6208 | 6223 | 0 | 0.3849 | 0 | 99999 | 99999 | 99999 | 1 | 0 | 1 | -360 | 360 | 0 | 0 | 0 | 0 | 0 | 0 | 0 | 0
6214 | 6349 | 0 | 0.073749 | 0 | 99999 | 99999 | 99999 | 1 | 0 | 1 | -360 | 360 | 0 | 0 | 0 | 0 | 0 | 0 | 0 | 0
6214 | 6295 | 0 | 0.50827 | 0 | 99999 | 99999 | 99999 | 1 | 0 | 1 | -360 | 360 | 0 | 0 | 0 | 0 | 0 | 0 | 0 | 0
6223 | 6238 | 0 | 0.01724 | 0 | 99999 | 99999 | 99999 | 1 | 0 | 1 | -360 | 360 | 0 | 0 | 0 | 0 | 0 | 0 | 0 | 0
6223 | 6330 | 0 | 0.072661 | 0 | 99999 | 99999 | 99999 | 1 | 0 | 1 | -360 | 360 | 0 | 0 | 0 | 0 | 0 | 0 | 0 | 0
6223 | 6355 | 0 | 0.21654 | 0 | 99999 | 99999 | 99999 | 1 | 0 | 1 | -360 | 360 | 0 | 0 | 0 | 0 | 0 | 0 | 0 | 0
6223 | 6344 | 0 | 0.27781 | 0 | 99999 | 99999 | 99999 | 1 | 0 | 1 | -360 | 360 | 0 | 0 | 0 | 0 | 0 | 0 | 0 | 0
6223 | 6349 | 0 | 0.034835 | 0 | 99999 | 99999 | 99999 | 1 | 0 | 1 | -360 | 360 | 0 | 0 | 0 | 0 | 0 | 0 | 0 | 0
6223 | 6295 | 0 | 0.1345 | 0 | 99999 | 99999 | 99999 | 1 | 0 | 1 | -360 | 360 | 0 | 0 | 0 | 0 | 0 | 0 | 0 | 0
6223 | 6230 | 0 | 0.044808 | 0 | 99999 | 99999 | 99999 | 1 | 0 | 1 | -360 | 360 | 0 | 0 | 0 | 0 | 0 | 0 | 0 | 0
6223 | 6278 | 0 | 0.31662 | 0 | 99999 | 99999 | 99999 | 1 | 0 | 1 | -360 | 360 | 0 | 0 | 0 | 0 | 0 | 0 | 0 | 0
6223 | 6224 | 0 | 0.3024 | 0 | 99999 | 99999 | 99999 | 1 | 0 | 1 | -360 | 360 | 0 | 0 | 0 | 0 | 0 | 0 | 0 | 0
6224 | 6349 | 0 | 0.33975 | 0 | 99999 | 99999 | 99999 | 1 | 0 | 1 | -360 | 360 | 0 | 0 | 0 | 0 | 0 | 0 | 0 | 0
6224 | 6238 | 0 | 0.50189 | 0 | 99999 | 99999 | 99999 | 1 | 0 | 1 | -360 | 360 | 0 | 0 | 0 | 0 | 0 | 0 | 0 | 0
6230 | 6349 | 0 | 0.19638 | 0 | 99999 | 99999 | 99999 | 1 | 0 | 1 | -360 | 360 | 0 | 0 | 0 | 0 | 0 | 0 | 0 | 0
6230 | 6302 | 0 | 0.3909 | 0 | 99999 | 99999 | 99999 | 1 | 0 | 1 | -360 | 360 | 0 | 0 | 0 | 0 | 0 | 0 | 0 | 0
6230 | 6278 | 0 | 0.11374 | 0 | 99999 | 99999 | 99999 | 1 | 0 | 1 | -360 | 360 | 0 | 0 | 0 | 0 | 0 | 0 | 0 | 0
6230 | 6280 | 0 | 0.56152 | 0 | 99999 | 99999 | 99999 | 1 | 0 | 1 | -360 | 360 | 0 | 0 | 0 | 0 | 0 | 0 | 0 | 0
6236 | 6335 | 0 | 0.019989 | 0 | 99999 | 99999 | 99999 | 1 | 0 | 1 | -360 | 360 | 0 | 0 | 0 | 0 | 0 | 0 | 0 | 0
6236 | 7406 | 0 | 0.39594 | 0 | 99999 | 99999 | 99999 | 1 | 0 | 1 | -360 | 360 | 0 | 0 | 0 | 0 | 0 | 0 | 0 | 0
6236 | 6349 | 0 | 0.33509 | 0 | 99999 | 99999 | 99999 | 1 | 0 | 1 | -360 | 360 | 0 | 0 | 0 | 0 | 0 | 0 | 0 | 0
6236 | 6288 | 0 | 0.25928 | 0 | 99999 | 99999 | 99999 | 1 | 0 | 1 | -360 | 360 | 0 | 0 | 0 | 0 | 0 | 0 | 0 | 0
6236 | 6241 | 0 | 0.48697 | 0 | 99999 | 99999 | 99999 | 1 | 0 | 1 | -360 | 360 | 0 | 0 | 0 | 0 | 0 | 0 | 0 | 0
6238 | 6330 | 0 | 0.067646 | 0 | 99999 | 99999 | 99999 | 1 | 0 | 1 | -360 | 360 | 0 | 0 | 0 | 0 | 0 | 0 | 0 | 0
6238 | 6349 | 0 | 0.4697 | 0 | 99999 | 99999 | 99999 | 1 | 0 | 1 | -360 | 360 | 0 | 0 | 0 | 0 | 0 | 0 | 0 | 0
6241 | 7406 | 0 | 0.30138 | 0 | 99999 | 99999 | 99999 | 1 | 0 | 1 | -360 | 360 | 0 | 0 | 0 | 0 | 0 | 0 | 0 | 0
6241 | 6288 | 0 | 0.16545 | 0 | 99999 | 99999 | 99999 | 1 | 0 | 1 | -360 | 360 | 0 | 0 | 0 | 0 | 0 | 0 | 0 | 0
6278 | 6349 | 0 | 0.59164 | 0 | 99999 | 99999 | 99999 | 1 | 0 | 1 | -360 | 360 | 0 | 0 | 0 | 0 | 0 | 0 | 0 | 0
6278 | 6280 | 0 | 0.49819 | 0 | 99999 | 99999 | 99999 | 1 | 0 | 1 | -360 | 360 | 0 | 0 | 0 | 0 | 0 | 0 | 0 | 0
6280 | 7406 | 0 | 0.48757 | 0 | 99999 | 99999 | 99999 | 1 | 0 | 1 | -360 | 360 | 0 | 0 | 0 | 0 | 0 | 0 | 0 | 0
6280 | 6349 | 0 | 0.43768 | 0 | 99999 | 99999 | 99999 | 1 | 0 | 1 | -360 | 360 | 0 | 0 | 0 | 0 | 0 | 0 | 0 | 0
6280 | 6302 | 0 | 0.57022 | 0 | 99999 | 99999 | 99999 | 1 | 0 | 1 | -360 | 360 | 0 | 0 | 0 | 0 | 0 | 0 | 0 | 0
6288 | 7406 | 0 | 0.51803 | 0 | 99999 | 99999 | 99999 | 1 | 0 | 1 | -360 | 360 | 0 | 0 | 0 | 0 | 0 | 0 | 0 | 0
6288 | 6349 | 0 | 0.76131 | 0 | 99999 | 99999 | 99999 | 1 | 0 | 1 | -360 | 360 | 0 | 0 | 0 | 0 | 0 | 0 | 0 | 0
6295 | 8155 | 0 | 0.37623 | 0 | 99999 | 99999 | 99999 | 1 | 0 | 1 | -360 | 360 | 0 | 0 | 0 | 0 | 0 | 0 | 0 | 0
6295 | 6344 | 0 | 0.5788 | 0 | 99999 | 99999 | 99999 | 1 | 0 | 1 | -360 | 360 | 0 | 0 | 0 | 0 | 0 | 0 | 0 | 0
6295 | 6349 | 0 | 0.027462 | 0 | 99999 | 99999 | 99999 | 1 | 0 | 1 | -360 | 360 | 0 | 0 | 0 | 0 | 0 | 0 | 0 | 0
6302 | 7406 | 0 | 0.43662 | 0 | 99999 | 99999 | 99999 | 1 | 0 | 1 | -360 | 360 | 0 | 0 | 0 | 0 | 0 | 0 | 0 | 0
6302 | 6349 | 0 | 0.25813 | 0 | 99999 | 99999 | 99999 | 1 | 0 | 1 | -360 | 360 | 0 | 0 | 0 | 0 | 0 | 0 | 0 | 0
6330 | 6349 | 0 | 0.7798 | 0 | 99999 | 99999 | 99999 | 1 | 0 | 1 | -360 | 360 | 0 | 0 | 0 | 0 | 0 | 0 | 0 | 0
6344 | 8155 | 0 | 0.38333 | 0 | 99999 | 99999 | 99999 | 1 | 0 | 1 | -360 | 360 | 0 | 0 | 0 | 0 | 0 | 0 | 0 | 0
6344 | 6355 | 0 | 0.062636 | 0 | 99999 | 99999 | 99999 | 1 | 0 | 1 | -360 | 360 | 0 | 0 | 0 | 0 | 0 | 0 | 0 | 0
6344 | 6349 | 0 | 0.052881 | 0 | 99999 | 99999 | 99999 | 1 | 0 | 1 | -360 | 360 | 0 | 0 | 0 | 0 | 0 | 0 | 0 | 0
6349 | 8087 | 0 | 0.64109 | 0 | 99999 | 99999 | 99999 | 1 | 0 | 1 | -360 | 360 | 0 | 0 | 0 | 0 | 0 | 0 | 0 | 0
6349 | 8155 | 0 | 0.18356 | 0 | 99999 | 99999 | 99999 | 1 | 0 | 1 | -360 | 360 | 0 | 0 | 0 | 0 | 0 | 0 | 0 | 0
6349 | 7406 | 0 | 0.29851 | 0 | 99999 | 99999 | 99999 | 1 | 0 | 1 | -360 | 360 | 0 | 0 | 0 | 0 | 0 | 0 | 0 | 0
6349 | 6355 | 0 | 0.083374 | 0 | 99999 | 99999 | 99999 | 1 | 0 | 1 | -360 | 360 | 0 | 0 | 0 | 0 | 0 | 0 | 0 | 0
7001 | 7406 | 0 | 0.093339 | 0 | 99999 | 99999 | 99999 | 1 | 0 | 1 | -360 | 360 | 0 | 0 | 0 | 0 | 0 | 0 | 0 | 0
7004 | 7428 | 0 | 0.25317 | 0 | 99999 | 99999 | 99999 | 1 | 0 | 1 | -360 | 360 | 0 | 0 | 0 | 0 | 0 | 0 | 0 | 0
7004 | 7317 | 0 | 0.68613 | 0 | 99999 | 99999 | 99999 | 1 | 0 | 1 | -360 | 360 | 0 | 0 | 0 | 0 | 0 | 0 | 0 | 0
7004 | 7422 | 0 | 0.10778 | 0 | 99999 | 99999 | 99999 | 1 | 0 | 1 | -360 | 360 | 0 | 0 | 0 | 0 | 0 | 0 | 0 | 0
7004 | 7091 | 0 | 0.41122 | 0 | 99999 | 99999 | 99999 | 1 | 0 | 1 | -360 | 360 | 0 | 0 | 0 | 0 | 0 | 0 | 0 | 0
7004 | 7185 | 0 | 0.41731 | 0 | 99999 | 99999 | 99999 | 1 | 0 | 1 | -360 | 360 | 0 | 0 | 0 | 0 | 0 | 0 | 0 | 0
7004 | 7124 | 0 | 0.18165 | 0 | 99999 | 99999 | 99999 | 1 | 0 | 1 | -360 | 360 | 0 | 0 | 0 | 0 | 0 | 0 | 0 | 0
7004 | 7259 | 0 | 0.26376 | 0 | 99999 | 99999 | 99999 | 1 | 0 | 1 | -360 | 360 | 0 | 0 | 0 | 0 | 0 | 0 | 0 | 0
7004 | 7257 | 0 | 0.12762 | 0 | 99999 | 99999 | 99999 | 1 | 0 | 1 | -360 | 360 | 0 | 0 | 0 | 0 | 0 | 0 | 0 | 0
7004 | 7389 | 0 | 0.57966 | 0 | 99999 | 99999 | 99999 | 1 | 0 | 1 | -360 | 360 | 0 | 0 | 0 | 0 | 0 | 0 | 0 | 0
7004 | 7400 | 0 | 0.035382 | 0 | 99999 | 99999 | 99999 | 1 | 0 | 1 | -360 | 360 | 0 | 0 | 0 | 0 | 0 | 0 | 0 | 0
7004 | 7330 | 0 | 0.17036 | 0 | 99999 | 99999 | 99999 | 1 | 0 | 1 | -360 | 360 | 0 | 0 | 0 | 0 | 0 | 0 | 0 | 0
7004 | 7248 | 0 | 0.35951 | 0 | 99999 | 99999 | 99999 | 1 | 0 | 1 | -360 | 360 | 0 | 0 | 0 | 0 | 0 | 0 | 0 | 0
7004 | 7279 | 0 | 0.65168 | 0 | 99999 | 99999 | 99999 | 1 | 0 | 1 | -360 | 360 | 0 | 0 | 0 | 0 | 0 | 0 | 0 | 0
7004 | 7157 | 0 | 0.58034 | 0 | 99999 | 99999 | 99999 | 1 | 0 | 1 | -360 | 360 | 0 | 0 | 0 | 0 | 0 | 0 | 0 | 0
7004 | 7127 | 0 | 0.25881 | 0 | 99999 | 99999 | 99999 | 1 | 0 | 1 | -360 | 360 | 0 | 0 | 0 | 0 | 0 | 0 | 0 | 0
7004 | 7221 | 0 | 0.42314 | 0 | 99999 | 99999 | 99999 | 1 | 0 | 1 | -360 | 360 | 0 | 0 | 0 | 0 | 0 | 0 | 0 | 0
7004 | 7174 | 0 | 0.19898 | 0 | 99999 | 99999 | 99999 | 1 | 0 | 1 | -360 | 360 | 0 | 0 | 0 | 0 | 0 | 0 | 0 | 0
7004 | 7138 | 0 | 0.11343 | 0 | 99999 | 99999 | 99999 | 1 | 0 | 1 | -360 | 360 | 0 | 0 | 0 | 0 | 0 | 0 | 0 | 0
7004 | 7260 | 0 | 0.54896 | 0 | 99999 | 99999 | 99999 | 1 | 0 | 1 | -360 | 360 | 0 | 0 | 0 | 0 | 0 | 0 | 0 | 0
7004 | 7051 | 0 | 0.27971 | 0 | 99999 | 99999 | 99999 | 1 | 0 | 1 | -360 | 360 | 0 | 0 | 0 | 0 | 0 | 0 | 0 | 0
7004 | 7084 | 0 | 0.24909 | 0 | 99999 | 99999 | 99999 | 1 | 0 | 1 | -360 | 360 | 0 | 0 | 0 | 0 | 0 | 0 | 0 | 0
7004 | 7208 | 0 | 0.21299 | 0 | 99999 | 99999 | 99999 | 1 | 0 | 1 | -360 | 360 | 0 | 0 | 0 | 0 | 0 | 0 | 0 | 0
7010 | 7246 | 0 | 0.24733 | 0 | 99999 | 99999 | 99999 | 1 | 0 | 1 | -360 | 360 | 0 | 0 | 0 | 0 | 0 | 0 | 0 | 0
7010 | 7235 | 0 | 0.15824 | 0 | 99999 | 99999 | 99999 | 1 | 0 | 1 | -360 | 360 | 0 | 0 | 0 | 0 | 0 | 0 | 0 | 0
7010 | 7389 | 0 | 0.58055 | 0 | 99999 | 99999 | 99999 | 1 | 0 | 1 | -360 | 360 | 0 | 0 | 0 | 0 | 0 | 0 | 0 | 0
7012 | 7069 | 0 | 0.65144 | 0 | 99999 | 99999 | 99999 | 1 | 0 | 1 | -360 | 360 | 0 | 0 | 0 | 0 | 0 | 0 | 0 | 0
7012 | 7049 | 0 | 0.45118 | 0 | 99999 | 99999 | 99999 | 1 | 0 | 1 | -360 | 360 | 0 | 0 | 0 | 0 | 0 | 0 | 0 | 0
7013 | 7246 | 0 | 0.046851 | 0 | 99999 | 99999 | 99999 | 1 | 0 | 1 | -360 | 360 | 0 | 0 | 0 | 0 | 0 | 0 | 0 | 0
7013 | 7404 | 0 | 0.35283 | 0 | 99999 | 99999 | 99999 | 1 | 0 | 1 | -360 | 360 | 0 | 0 | 0 | 0 | 0 | 0 | 0 | 0
7017 | 7101 | 0 | 0.16753 | 0 | 99999 | 99999 | 99999 | 1 | 0 | 1 | -360 | 360 | 0 | 0 | 0 | 0 | 0 | 0 | 0 | 0
7017 | 7124 | 0 | 0.22209 | 0 | 99999 | 99999 | 99999 | 1 | 0 | 1 | -360 | 360 | 0 | 0 | 0 | 0 | 0 | 0 | 0 | 0
7017 | 7330 | 0 | 0.091059 | 0 | 99999 | 99999 | 99999 | 1 | 0 | 1 | -360 | 360 | 0 | 0 | 0 | 0 | 0 | 0 | 0 | 0
7017 | 7248 | 0 | 0.11808 | 0 | 99999 | 99999 | 99999 | 1 | 0 | 1 | -360 | 360 | 0 | 0 | 0 | 0 | 0 | 0 | 0 | 0
7017 | 7427 | 0 | 0.065422 | 0 | 99999 | 99999 | 99999 | 1 | 0 | 1 | -360 | 360 | 0 | 0 | 0 | 0 | 0 | 0 | 0 | 0
7017 | 7049 | 0 | 0.12203 | 0 | 99999 | 99999 | 99999 | 1 | 0 | 1 | -360 | 360 | 0 | 0 | 0 | 0 | 0 | 0 | 0 | 0
7017 | 7127 | 0 | 0.5088 | 0 | 99999 | 99999 | 99999 | 1 | 0 | 1 | -360 | 360 | 0 | 0 | 0 | 0 | 0 | 0 | 0 | 0
7017 | 7221 | 0 | 0.067402 | 0 | 99999 | 99999 | 99999 | 1 | 0 | 1 | -360 | 360 | 0 | 0 | 0 | 0 | 0 | 0 | 0 | 0
7017 | 7051 | 0 | 0.47058 | 0 | 99999 | 99999 | 99999 | 1 | 0 | 1 | -360 | 360 | 0 | 0 | 0 | 0 | 0 | 0 | 0 | 0
7039 | 7428 | 0 | 0.20278 | 0 | 99999 | 99999 | 99999 | 1 | 0 | 1 | -360 | 360 | 0 | 0 | 0 | 0 | 0 | 0 | 0 | 0
7039 | 7422 | 0 | 0.46181 | 0 | 99999 | 99999 | 99999 | 1 | 0 | 1 | -360 | 360 | 0 | 0 | 0 | 0 | 0 | 0 | 0 | 0
7039 | 7185 | 0 | 0.34015 | 0 | 99999 | 99999 | 99999 | 1 | 0 | 1 | -360 | 360 | 0 | 0 | 0 | 0 | 0 | 0 | 0 | 0
7039 | 7069 | 0 | 0.45804 | 0 | 99999 | 99999 | 99999 | 1 | 0 | 1 | -360 | 360 | 0 | 0 | 0 | 0 | 0 | 0 | 0 | 0
7039 | 7410 | 0 | 0.15112 | 0 | 99999 | 99999 | 99999 | 1 | 0 | 1 | -360 | 360 | 0 | 0 | 0 | 0 | 0 | 0 | 0 | 0
7039 | 7389 | 0 | 0.52779 | 0 | 99999 | 99999 | 99999 | 1 | 0 | 1 | -360 | 360 | 0 | 0 | 0 | 0 | 0 | 0 | 0 | 0
7039 | 7400 | 0 | 0.162 | 0 | 99999 | 99999 | 99999 | 1 | 0 | 1 | -360 | 360 | 0 | 0 | 0 | 0 | 0 | 0 | 0 | 0
7039 | 7049 | 0 | 0.40575 | 0 | 99999 | 99999 | 99999 | 1 | 0 | 1 | -360 | 360 | 0 | 0 | 0 | 0 | 0 | 0 | 0 | 0
7039 | 7127 | 0 | 0.056863 | 0 | 99999 | 99999 | 99999 | 1 | 0 | 1 | -360 | 360 | 0 | 0 | 0 | 0 | 0 | 0 | 0 | 0
7039 | 7353 | 0 | 0.5258 | 0 | 99999 | 99999 | 99999 | 1 | 0 | 1 | -360 | 360 | 0 | 0 | 0 | 0 | 0 | 0 | 0 | 0
7039 | 7343 | 0 | 0.63283 | 0 | 99999 | 99999 | 99999 | 1 | 0 | 1 | -360 | 360 | 0 | 0 | 0 | 0 | 0 | 0 | 0 | 0
7039 | 7229 | 0 | 0.22453 | 0 | 99999 | 99999 | 99999 | 1 | 0 | 1 | -360 | 360 | 0 | 0 | 0 | 0 | 0 | 0 | 0 | 0
7039 | 7311 | 0 | 0.736 | 0 | 99999 | 99999 | 99999 | 1 | 0 | 1 | -360 | 360 | 0 | 0 | 0 | 0 | 0 | 0 | 0 | 0
7045 | 7406 | 0 | 0.03639 | 0 | 99999 | 99999 | 99999 | 1 | 0 | 1 | -360 | 360 | 0 | 0 | 0 | 0 | 0 | 0 | 0 | 0
7049 | 7428 | 0 | 0.20715 | 0 | 99999 | 99999 | 99999 | 1 | 0 | 1 | -360 | 360 | 0 | 0 | 0 | 0 | 0 | 0 | 0 | 0
7049 | 7422 | 0 | 0.33157 | 0 | 99999 | 99999 | 99999 | 1 | 0 | 1 | -360 | 360 | 0 | 0 | 0 | 0 | 0 | 0 | 0 | 0
7049 | 7235 | 0 | 0.030559 | 0 | 99999 | 99999 | 99999 | 1 | 0 | 1 | -360 | 360 | 0 | 0 | 0 | 0 | 0 | 0 | 0 | 0
7049 | 7410 | 0 | 0.27521 | 0 | 99999 | 99999 | 99999 | 1 | 0 | 1 | -360 | 360 | 0 | 0 | 0 | 0 | 0 | 0 | 0 | 0
7049 | 7124 | 0 | 0.74008 | 0 | 99999 | 99999 | 99999 | 1 | 0 | 1 | -360 | 360 | 0 | 0 | 0 | 0 | 0 | 0 | 0 | 0
7049 | 7389 | 0 | 0.32642 | 0 | 99999 | 99999 | 99999 | 1 | 0 | 1 | -360 | 360 | 0 | 0 | 0 | 0 | 0 | 0 | 0 | 0
7049 | 7400 | 0 | 0.15989 | 0 | 99999 | 99999 | 99999 | 1 | 0 | 1 | -360 | 360 | 0 | 0 | 0 | 0 | 0 | 0 | 0 | 0
7049 | 7427 | 0 | 0.16839 | 0 | 99999 | 99999 | 99999 | 1 | 0 | 1 | -360 | 360 | 0 | 0 | 0 | 0 | 0 | 0 | 0 | 0
7049 | 7170 | 0 | 0.52988 | 0 | 99999 | 99999 | 99999 | 1 | 0 | 1 | -360 | 360 | 0 | 0 | 0 | 0 | 0 | 0 | 0 | 0
7049 | 7127 | 0 | 0.25318 | 0 | 99999 | 99999 | 99999 | 1 | 0 | 1 | -360 | 360 | 0 | 0 | 0 | 0 | 0 | 0 | 0 | 0
7049 | 7201 | 0 | 0.77662 | 0 | 99999 | 99999 | 99999 | 1 | 0 | 1 | -360 | 360 | 0 | 0 | 0 | 0 | 0 | 0 | 0 | 0
7049 | 7343 | 0 | 0.58984 | 0 | 99999 | 99999 | 99999 | 1 | 0 | 1 | -360 | 360 | 0 | 0 | 0 | 0 | 0 | 0 | 0 | 0
7049 | 7229 | 0 | 0.06923 | 0 | 99999 | 99999 | 99999 | 1 | 0 | 1 | -360 | 360 | 0 | 0 | 0 | 0 | 0 | 0 | 0 | 0
7051 | 7246 | 0 | 0.69902 | 0 | 99999 | 99999 | 99999 | 1 | 0 | 1 | -360 | 360 | 0 | 0 | 0 | 0 | 0 | 0 | 0 | 0
7051 | 7422 | 0 | 0.67512 | 0 | 99999 | 99999 | 99999 | 1 | 0 | 1 | -360 | 360 | 0 | 0 | 0 | 0 | 0 | 0 | 0 | 0
7051 | 7091 | 0 | 0.75646 | 0 | 99999 | 99999 | 99999 | 1 | 0 | 1 | -360 | 360 | 0 | 0 | 0 | 0 | 0 | 0 | 0 | 0
7051 | 7124 | 0 | 0.093359 | 0 | 99999 | 99999 | 99999 | 1 | 0 | 1 | -360 | 360 | 0 | 0 | 0 | 0 | 0 | 0 | 0 | 0
7051 | 7259 | 0 | 0.36143 | 0 | 99999 | 99999 | 99999 | 1 | 0 | 1 | -360 | 360 | 0 | 0 | 0 | 0 | 0 | 0 | 0 | 0
7051 | 7257 | 0 | 0.75255 | 0 | 99999 | 99999 | 99999 | 1 | 0 | 1 | -360 | 360 | 0 | 0 | 0 | 0 | 0 | 0 | 0 | 0
7051 | 7387 | 0 | 0.47406 | 0 | 99999 | 99999 | 99999 | 1 | 0 | 1 | -360 | 360 | 0 | 0 | 0 | 0 | 0 | 0 | 0 | 0
7051 | 7400 | 0 | 0.11379 | 0 | 99999 | 99999 | 99999 | 1 | 0 | 1 | -360 | 360 | 0 | 0 | 0 | 0 | 0 | 0 | 0 | 0
7051 | 7330 | 0 | 0.12079 | 0 | 99999 | 99999 | 99999 | 1 | 0 | 1 | -360 | 360 | 0 | 0 | 0 | 0 | 0 | 0 | 0 | 0
7051 | 7248 | 0 | 0.3779 | 0 | 99999 | 99999 | 99999 | 1 | 0 | 1 | -360 | 360 | 0 | 0 | 0 | 0 | 0 | 0 | 0 | 0
7051 | 7157 | 0 | 0.32847 | 0 | 99999 | 99999 | 99999 | 1 | 0 | 1 | -360 | 360 | 0 | 0 | 0 | 0 | 0 | 0 | 0 | 0
7051 | 7145 | 0 | 0.10495 | 0 | 99999 | 99999 | 99999 | 1 | 0 | 1 | -360 | 360 | 0 | 0 | 0 | 0 | 0 | 0 | 0 | 0
7051 | 7178 | 0 | 0.04526 | 0 | 99999 | 99999 | 99999 | 1 | 0 | 1 | -360 | 360 | 0 | 0 | 0 | 0 | 0 | 0 | 0 | 0
7051 | 7127 | 0 | 0.53995 | 0 | 99999 | 99999 | 99999 | 1 | 0 | 1 | -360 | 360 | 0 | 0 | 0 | 0 | 0 | 0 | 0 | 0
7051 | 7221 | 0 | 0.46746 | 0 | 99999 | 99999 | 99999 | 1 | 0 | 1 | -360 | 360 | 0 | 0 | 0 | 0 | 0 | 0 | 0 | 0
7051 | 7174 | 0 | 0.50583 | 0 | 99999 | 99999 | 99999 | 1 | 0 | 1 | -360 | 360 | 0 | 0 | 0 | 0 | 0 | 0 | 0 | 0
7051 | 7260 | 0 | 0.052285 | 0 | 99999 | 99999 | 99999 | 1 | 0 | 1 | -360 | 360 | 0 | 0 | 0 | 0 | 0 | 0 | 0 | 0
7051 | 7181 | 0 | 0.5881 | 0 | 99999 | 99999 | 99999 | 1 | 0 | 1 | -360 | 360 | 0 | 0 | 0 | 0 | 0 | 0 | 0 | 0
7051 | 7404 | 0 | 0.4715 | 0 | 99999 | 99999 | 99999 | 1 | 0 | 1 | -360 | 360 | 0 | 0 | 0 | 0 | 0 | 0 | 0 | 0
7069 | 7406 | 0 | 0.49724 | 0 | 99999 | 99999 | 99999 | 1 | 0 | 1 | -360 | 360 | 0 | 0 | 0 | 0 | 0 | 0 | 0 | 0
7069 | 7127 | 0 | 0.47515 | 0 | 99999 | 99999 | 99999 | 1 | 0 | 1 | -360 | 360 | 0 | 0 | 0 | 0 | 0 | 0 | 0 | 0
7069 | 7311 | 0 | 0.33578 | 0 | 99999 | 99999 | 99999 | 1 | 0 | 1 | -360 | 360 | 0 | 0 | 0 | 0 | 0 | 0 | 0 | 0
7072 | 7317 | 0 | 0.3826 | 0 | 99999 | 99999 | 99999 | 1 | 0 | 1 | -360 | 360 | 0 | 0 | 0 | 0 | 0 | 0 | 0 | 0
7072 | 7422 | 0 | 0.49528 | 0 | 99999 | 99999 | 99999 | 1 | 0 | 1 | -360 | 360 | 0 | 0 | 0 | 0 | 0 | 0 | 0 | 0
7072 | 7074 | 0 | 0.18286 | 0 | 99999 | 99999 | 99999 | 1 | 0 | 1 | -360 | 360 | 0 | 0 | 0 | 0 | 0 | 0 | 0 | 0
7072 | 7259 | 0 | 0.099904 | 0 | 99999 | 99999 | 99999 | 1 | 0 | 1 | -360 | 360 | 0 | 0 | 0 | 0 | 0 | 0 | 0 | 0
7074 | 7428 | 0 | 0.60351 | 0 | 99999 | 99999 | 99999 | 1 | 0 | 1 | -360 | 360 | 0 | 0 | 0 | 0 | 0 | 0 | 0 | 0
7074 | 7317 | 0 | 0.6462 | 0 | 99999 | 99999 | 99999 | 1 | 0 | 1 | -360 | 360 | 0 | 0 | 0 | 0 | 0 | 0 | 0 | 0
7074 | 7422 | 0 | 0.28667 | 0 | 99999 | 99999 | 99999 | 1 | 0 | 1 | -360 | 360 | 0 | 0 | 0 | 0 | 0 | 0 | 0 | 0
7074 | 7400 | 0 | 0.39471 | 0 | 99999 | 99999 | 99999 | 1 | 0 | 1 | -360 | 360 | 0 | 0 | 0 | 0 | 0 | 0 | 0 | 0
7074 | 7279 | 0 | 0.34077 | 0 | 99999 | 99999 | 99999 | 1 | 0 | 1 | -360 | 360 | 0 | 0 | 0 | 0 | 0 | 0 | 0 | 0
7074 | 7084 | 0 | 0.43181 | 0 | 99999 | 99999 | 99999 | 1 | 0 | 1 | -360 | 360 | 0 | 0 | 0 | 0 | 0 | 0 | 0 | 0
7075 | 7317 | 0 | 0.21315 | 0 | 99999 | 99999 | 99999 | 1 | 0 | 1 | -360 | 360 | 0 | 0 | 0 | 0 | 0 | 0 | 0 | 0
7075 | 7259 | 0 | 0.11643 | 0 | 99999 | 99999 | 99999 | 1 | 0 | 1 | -360 | 360 | 0 | 0 | 0 | 0 | 0 | 0 | 0 | 0
7075 | 7257 | 0 | 0.20671 | 0 | 99999 | 99999 | 99999 | 1 | 0 | 1 | -360 | 360 | 0 | 0 | 0 | 0 | 0 | 0 | 0 | 0
7075 | 7400 | 0 | 0.58651 | 0 | 99999 | 99999 | 99999 | 1 | 0 | 1 | -360 | 360 | 0 | 0 | 0 | 0 | 0 | 0 | 0 | 0
7075 | 7174 | 0 | 0.11036 | 0 | 99999 | 99999 | 99999 | 1 | 0 | 1 | -360 | 360 | 0 | 0 | 0 | 0 | 0 | 0 | 0 | 0
7084 | 7428 | 0 | 0.50174 | 0 | 99999 | 99999 | 99999 | 1 | 0 | 1 | -360 | 360 | 0 | 0 | 0 | 0 | 0 | 0 | 0 | 0
7084 | 7317 | 0 | 0.2704 | 0 | 99999 | 99999 | 99999 | 1 | 0 | 1 | -360 | 360 | 0 | 0 | 0 | 0 | 0 | 0 | 0 | 0
7084 | 7422 | 0 | 0.088908 | 0 | 99999 | 99999 | 99999 | 1 | 0 | 1 | -360 | 360 | 0 | 0 | 0 | 0 | 0 | 0 | 0 | 0
7084 | 7185 | 0 | 0.44388 | 0 | 99999 | 99999 | 99999 | 1 | 0 | 1 | -360 | 360 | 0 | 0 | 0 | 0 | 0 | 0 | 0 | 0
7084 | 7400 | 0 | 0.15604 | 0 | 99999 | 99999 | 99999 | 1 | 0 | 1 | -360 | 360 | 0 | 0 | 0 | 0 | 0 | 0 | 0 | 0
7084 | 7127 | 0 | 0.45953 | 0 | 99999 | 99999 | 99999 | 1 | 0 | 1 | -360 | 360 | 0 | 0 | 0 | 0 | 0 | 0 | 0 | 0
7084 | 7174 | 0 | 0.62258 | 0 | 99999 | 99999 | 99999 | 1 | 0 | 1 | -360 | 360 | 0 | 0 | 0 | 0 | 0 | 0 | 0 | 0
7084 | 7138 | 0 | 0.42019 | 0 | 99999 | 99999 | 99999 | 1 | 0 | 1 | -360 | 360 | 0 | 0 | 0 | 0 | 0 | 0 | 0 | 0
7084 | 7208 | 0 | 0.56777 | 0 | 99999 | 99999 | 99999 | 1 | 0 | 1 | -360 | 360 | 0 | 0 | 0 | 0 | 0 | 0 | 0 | 0
7091 | 7124 | 0 | 0.37299 | 0 | 99999 | 99999 | 99999 | 1 | 0 | 1 | -360 | 360 | 0 | 0 | 0 | 0 | 0 | 0 | 0 | 0
7091 | 7330 | 0 | 0.24547 | 0 | 99999 | 99999 | 99999 | 1 | 0 | 1 | -360 | 360 | 0 | 0 | 0 | 0 | 0 | 0 | 0 | 0
7091 | 7248 | 0 | 0.35669 | 0 | 99999 | 99999 | 99999 | 1 | 0 | 1 | -360 | 360 | 0 | 0 | 0 | 0 | 0 | 0 | 0 | 0
7091 | 7127 | 0 | 0.15089 | 0 | 99999 | 99999 | 99999 | 1 | 0 | 1 | -360 | 360 | 0 | 0 | 0 | 0 | 0 | 0 | 0 | 0
7091 | 7221 | 0 | 0.303 | 0 | 99999 | 99999 | 99999 | 1 | 0 | 1 | -360 | 360 | 0 | 0 | 0 | 0 | 0 | 0 | 0 | 0
7098 | 7406 | 0 | 0.061987 | 0 | 99999 | 99999 | 99999 | 1 | 0 | 1 | -360 | 360 | 0 | 0 | 0 | 0 | 0 | 0 | 0 | 0
7098 | 7311 | 0 | 0.21759 | 0 | 99999 | 99999 | 99999 | 1 | 0 | 1 | -360 | 360 | 0 | 0 | 0 | 0 | 0 | 0 | 0 | 0
7101 | 7124 | 0 | 0.7167 | 0 | 99999 | 99999 | 99999 | 1 | 0 | 1 | -360 | 360 | 0 | 0 | 0 | 0 | 0 | 0 | 0 | 0
7101 | 7330 | 0 | 0.32164 | 0 | 99999 | 99999 | 99999 | 1 | 0 | 1 | -360 | 360 | 0 | 0 | 0 | 0 | 0 | 0 | 0 | 0
7101 | 7248 | 0 | 0.076454 | 0 | 99999 | 99999 | 99999 | 1 | 0 | 1 | -360 | 360 | 0 | 0 | 0 | 0 | 0 | 0 | 0 | 0
7101 | 7127 | 0 | 0.1836 | 0 | 99999 | 99999 | 99999 | 1 | 0 | 1 | -360 | 360 | 0 | 0 | 0 | 0 | 0 | 0 | 0 | 0
7101 | 7221 | 0 | 0.24169 | 0 | 99999 | 99999 | 99999 | 1 | 0 | 1 | -360 | 360 | 0 | 0 | 0 | 0 | 0 | 0 | 0 | 0
7102 | 7389 | 0 | 0.45318 | 0 | 99999 | 99999 | 99999 | 1 | 0 | 1 | -360 | 360 | 0 | 0 | 0 | 0 | 0 | 0 | 0 | 0
7102 | 7157 | 0 | 0.12173 | 0 | 99999 | 99999 | 99999 | 1 | 0 | 1 | -360 | 360 | 0 | 0 | 0 | 0 | 0 | 0 | 0 | 0
7124 | 7246 | 0 | 0.76131 | 0 | 99999 | 99999 | 99999 | 1 | 0 | 1 | -360 | 360 | 0 | 0 | 0 | 0 | 0 | 0 | 0 | 0
7124 | 7422 | 0 | 0.65613 | 0 | 99999 | 99999 | 99999 | 1 | 0 | 1 | -360 | 360 | 0 | 0 | 0 | 0 | 0 | 0 | 0 | 0
7124 | 7185 | 0 | 0.42294 | 0 | 99999 | 99999 | 99999 | 1 | 0 | 1 | -360 | 360 | 0 | 0 | 0 | 0 | 0 | 0 | 0 | 0
7124 | 7259 | 0 | 0.34006 | 0 | 99999 | 99999 | 99999 | 1 | 0 | 1 | -360 | 360 | 0 | 0 | 0 | 0 | 0 | 0 | 0 | 0
7124 | 7257 | 0 | 0.49456 | 0 | 99999 | 99999 | 99999 | 1 | 0 | 1 | -360 | 360 | 0 | 0 | 0 | 0 | 0 | 0 | 0 | 0
7124 | 7400 | 0 | 0.13034 | 0 | 99999 | 99999 | 99999 | 1 | 0 | 1 | -360 | 360 | 0 | 0 | 0 | 0 | 0 | 0 | 0 | 0
7124 | 7330 | 0 | 0.038593 | 0 | 99999 | 99999 | 99999 | 1 | 0 | 1 | -360 | 360 | 0 | 0 | 0 | 0 | 0 | 0 | 0 | 0
7124 | 7248 | 0 | 0.16495 | 0 | 99999 | 99999 | 99999 | 1 | 0 | 1 | -360 | 360 | 0 | 0 | 0 | 0 | 0 | 0 | 0 | 0
7124 | 7427 | 0 | 0.53027 | 0 | 99999 | 99999 | 99999 | 1 | 0 | 1 | -360 | 360 | 0 | 0 | 0 | 0 | 0 | 0 | 0 | 0
7124 | 7157 | 0 | 0.60193 | 0 | 99999 | 99999 | 99999 | 1 | 0 | 1 | -360 | 360 | 0 | 0 | 0 | 0 | 0 | 0 | 0 | 0
7124 | 7178 | 0 | 0.29657 | 0 | 99999 | 99999 | 99999 | 1 | 0 | 1 | -360 | 360 | 0 | 0 | 0 | 0 | 0 | 0 | 0 | 0
7124 | 7127 | 0 | 0.20728 | 0 | 99999 | 99999 | 99999 | 1 | 0 | 1 | -360 | 360 | 0 | 0 | 0 | 0 | 0 | 0 | 0 | 0
7124 | 7221 | 0 | 0.20088 | 0 | 99999 | 99999 | 99999 | 1 | 0 | 1 | -360 | 360 | 0 | 0 | 0 | 0 | 0 | 0 | 0 | 0
7124 | 7174 | 0 | 0.59796 | 0 | 99999 | 99999 | 99999 | 1 | 0 | 1 | -360 | 360 | 0 | 0 | 0 | 0 | 0 | 0 | 0 | 0
7124 | 7353 | 0 | 0.54472 | 0 | 99999 | 99999 | 99999 | 1 | 0 | 1 | -360 | 360 | 0 | 0 | 0 | 0 | 0 | 0 | 0 | 0
7124 | 7181 | 0 | 0.69728 | 0 | 99999 | 99999 | 99999 | 1 | 0 | 1 | -360 | 360 | 0 | 0 | 0 | 0 | 0 | 0 | 0 | 0
7124 | 7404 | 0 | 0.30032 | 0 | 99999 | 99999 | 99999 | 1 | 0 | 1 | -360 | 360 | 0 | 0 | 0 | 0 | 0 | 0 | 0 | 0
7127 | 7428 | 0 | 0.11357 | 0 | 99999 | 99999 | 99999 | 1 | 0 | 1 | -360 | 360 | 0 | 0 | 0 | 0 | 0 | 0 | 0 | 0
7127 | 7317 | 0 | 0.3619 | 0 | 99999 | 99999 | 99999 | 1 | 0 | 1 | -360 | 360 | 0 | 0 | 0 | 0 | 0 | 0 | 0 | 0
7127 | 7422 | 0 | 0.097104 | 0 | 99999 | 99999 | 99999 | 1 | 0 | 1 | -360 | 360 | 0 | 0 | 0 | 0 | 0 | 0 | 0 | 0
7127 | 7185 | 0 | 0.099848 | 0 | 99999 | 99999 | 99999 | 1 | 0 | 1 | -360 | 360 | 0 | 0 | 0 | 0 | 0 | 0 | 0 | 0
7127 | 7406 | 0 | 0.32359 | 0 | 99999 | 99999 | 99999 | 1 | 0 | 1 | -360 | 360 | 0 | 0 | 0 | 0 | 0 | 0 | 0 | 0
7127 | 7410 | 0 | 0.097609 | 0 | 99999 | 99999 | 99999 | 1 | 0 | 1 | -360 | 360 | 0 | 0 | 0 | 0 | 0 | 0 | 0 | 0
7127 | 7257 | 0 | 0.21276 | 0 | 99999 | 99999 | 99999 | 1 | 0 | 1 | -360 | 360 | 0 | 0 | 0 | 0 | 0 | 0 | 0 | 0
7127 | 7177 | 0 | 0.63664 | 0 | 99999 | 99999 | 99999 | 1 | 0 | 1 | -360 | 360 | 0 | 0 | 0 | 0 | 0 | 0 | 0 | 0
7127 | 7389 | 0 | 0.28901 | 0 | 99999 | 99999 | 99999 | 1 | 0 | 1 | -360 | 360 | 0 | 0 | 0 | 0 | 0 | 0 | 0 | 0
7127 | 7400 | 0 | 0.033703 | 0 | 99999 | 99999 | 99999 | 1 | 0 | 1 | -360 | 360 | 0 | 0 | 0 | 0 | 0 | 0 | 0 | 0
7127 | 7330 | 0 | 0.06747 | 0 | 99999 | 99999 | 99999 | 1 | 0 | 1 | -360 | 360 | 0 | 0 | 0 | 0 | 0 | 0 | 0 | 0
7127 | 7248 | 0 | 0.046644 | 0 | 99999 | 99999 | 99999 | 1 | 0 | 1 | -360 | 360 | 0 | 0 | 0 | 0 | 0 | 0 | 0 | 0
7127 | 7170 | 0 | 0.56155 | 0 | 99999 | 99999 | 99999 | 1 | 0 | 1 | -360 | 360 | 0 | 0 | 0 | 0 | 0 | 0 | 0 | 0
7127 | 7157 | 0 | 0.54975 | 0 | 99999 | 99999 | 99999 | 1 | 0 | 1 | -360 | 360 | 0 | 0 | 0 | 0 | 0 | 0 | 0 | 0
7127 | 7221 | 0 | 0.012251 | 0 | 99999 | 99999 | 99999 | 1 | 0 | 1 | -360 | 360 | 0 | 0 | 0 | 0 | 0 | 0 | 0 | 0
7127 | 7138 | 0 | 0.6769 | 0 | 99999 | 99999 | 99999 | 1 | 0 | 1 | -360 | 360 | 0 | 0 | 0 | 0 | 0 | 0 | 0 | 0
7127 | 7201 | 0 | 0.64488 | 0 | 99999 | 99999 | 99999 | 1 | 0 | 1 | -360 | 360 | 0 | 0 | 0 | 0 | 0 | 0 | 0 | 0
7127 | 7353 | 0 | 0.079605 | 0 | 99999 | 99999 | 99999 | 1 | 0 | 1 | -360 | 360 | 0 | 0 | 0 | 0 | 0 | 0 | 0 | 0
7127 | 7343 | 0 | 0.40611 | 0 | 99999 | 99999 | 99999 | 1 | 0 | 1 | -360 | 360 | 0 | 0 | 0 | 0 | 0 | 0 | 0 | 0
7127 | 7229 | 0 | 0.14815 | 0 | 99999 | 99999 | 99999 | 1 | 0 | 1 | -360 | 360 | 0 | 0 | 0 | 0 | 0 | 0 | 0 | 0
7127 | 7311 | 0 | 0.22025 | 0 | 99999 | 99999 | 99999 | 1 | 0 | 1 | -360 | 360 | 0 | 0 | 0 | 0 | 0 | 0 | 0 | 0
7138 | 7428 | 0 | 0.14962 | 0 | 99999 | 99999 | 99999 | 1 | 0 | 1 | -360 | 360 | 0 | 0 | 0 | 0 | 0 | 0 | 0 | 0
7138 | 7422 | 0 | 0.073511 | 0 | 99999 | 99999 | 99999 | 1 | 0 | 1 | -360 | 360 | 0 | 0 | 0 | 0 | 0 | 0 | 0 | 0
7138 | 7259 | 0 | 0.69558 | 0 | 99999 | 99999 | 99999 | 1 | 0 | 1 | -360 | 360 | 0 | 0 | 0 | 0 | 0 | 0 | 0 | 0
7138 | 7389 | 0 | 0.41265 | 0 | 99999 | 99999 | 99999 | 1 | 0 | 1 | -360 | 360 | 0 | 0 | 0 | 0 | 0 | 0 | 0 | 0
7138 | 7400 | 0 | 0.025915 | 0 | 99999 | 99999 | 99999 | 1 | 0 | 1 | -360 | 360 | 0 | 0 | 0 | 0 | 0 | 0 | 0 | 0
7138 | 7170 | 0 | 0.72347 | 0 | 99999 | 99999 | 99999 | 1 | 0 | 1 | -360 | 360 | 0 | 0 | 0 | 0 | 0 | 0 | 0 | 0
7138 | 7279 | 0 | 0.46347 | 0 | 99999 | 99999 | 99999 | 1 | 0 | 1 | -360 | 360 | 0 | 0 | 0 | 0 | 0 | 0 | 0 | 0
7138 | 7157 | 0 | 0.49924 | 0 | 99999 | 99999 | 99999 | 1 | 0 | 1 | -360 | 360 | 0 | 0 | 0 | 0 | 0 | 0 | 0 | 0
7138 | 7174 | 0 | 0.33354 | 0 | 99999 | 99999 | 99999 | 1 | 0 | 1 | -360 | 360 | 0 | 0 | 0 | 0 | 0 | 0 | 0 | 0
7138 | 7260 | 0 | 0.49887 | 0 | 99999 | 99999 | 99999 | 1 | 0 | 1 | -360 | 360 | 0 | 0 | 0 | 0 | 0 | 0 | 0 | 0
7138 | 7375 | 0 | 0.49975 | 0 | 99999 | 99999 | 99999 | 1 | 0 | 1 | -360 | 360 | 0 | 0 | 0 | 0 | 0 | 0 | 0 | 0
7138 | 7208 | 0 | 0.1101 | 0 | 99999 | 99999 | 99999 | 1 | 0 | 1 | -360 | 360 | 0 | 0 | 0 | 0 | 0 | 0 | 0 | 0
7138 | 7229 | 0 | 0.63332 | 0 | 99999 | 99999 | 99999 | 1 | 0 | 1 | -360 | 360 | 0 | 0 | 0 | 0 | 0 | 0 | 0 | 0
7145 | 7387 | 0 | 0.2906 | 0 | 99999 | 99999 | 99999 | 1 | 0 | 1 | -360 | 360 | 0 | 0 | 0 | 0 | 0 | 0 | 0 | 0
7145 | 7157 | 0 | 0.11528 | 0 | 99999 | 99999 | 99999 | 1 | 0 | 1 | -360 | 360 | 0 | 0 | 0 | 0 | 0 | 0 | 0 | 0
7145 | 7178 | 0 | 0.41618 | 0 | 99999 | 99999 | 99999 | 1 | 0 | 1 | -360 | 360 | 0 | 0 | 0 | 0 | 0 | 0 | 0 | 0
7145 | 7260 | 0 | 0.075761 | 0 | 99999 | 99999 | 99999 | 1 | 0 | 1 | -360 | 360 | 0 | 0 | 0 | 0 | 0 | 0 | 0 | 0
7157 | 7428 | 0 | 0.42987 | 0 | 99999 | 99999 | 99999 | 1 | 0 | 1 | -360 | 360 | 0 | 0 | 0 | 0 | 0 | 0 | 0 | 0
7157 | 7422 | 0 | 0.19934 | 0 | 99999 | 99999 | 99999 | 1 | 0 | 1 | -360 | 360 | 0 | 0 | 0 | 0 | 0 | 0 | 0 | 0
7157 | 7410 | 0 | 0.7063 | 0 | 99999 | 99999 | 99999 | 1 | 0 | 1 | -360 | 360 | 0 | 0 | 0 | 0 | 0 | 0 | 0 | 0
7157 | 7177 | 0 | 0.076909 | 0 | 99999 | 99999 | 99999 | 1 | 0 | 1 | -360 | 360 | 0 | 0 | 0 | 0 | 0 | 0 | 0 | 0
7157 | 7389 | 0 | 0.061355 | 0 | 99999 | 99999 | 99999 | 1 | 0 | 1 | -360 | 360 | 0 | 0 | 0 | 0 | 0 | 0 | 0 | 0
7157 | 7387 | 0 | 0.16172 | 0 | 99999 | 99999 | 99999 | 1 | 0 | 1 | -360 | 360 | 0 | 0 | 0 | 0 | 0 | 0 | 0 | 0
7157 | 7400 | 0 | 0.062996 | 0 | 99999 | 99999 | 99999 | 1 | 0 | 1 | -360 | 360 | 0 | 0 | 0 | 0 | 0 | 0 | 0 | 0
7157 | 7330 | 0 | 0.68472 | 0 | 99999 | 99999 | 99999 | 1 | 0 | 1 | -360 | 360 | 0 | 0 | 0 | 0 | 0 | 0 | 0 | 0
7157 | 7170 | 0 | 0.33115 | 0 | 99999 | 99999 | 99999 | 1 | 0 | 1 | -360 | 360 | 0 | 0 | 0 | 0 | 0 | 0 | 0 | 0
7157 | 7279 | 0 | 0.33183 | 0 | 99999 | 99999 | 99999 | 1 | 0 | 1 | -360 | 360 | 0 | 0 | 0 | 0 | 0 | 0 | 0 | 0
7157 | 7178 | 0 | 0.038088 | 0 | 99999 | 99999 | 99999 | 1 | 0 | 1 | -360 | 360 | 0 | 0 | 0 | 0 | 0 | 0 | 0 | 0
7157 | 7260 | 0 | 0.20421 | 0 | 99999 | 99999 | 99999 | 1 | 0 | 1 | -360 | 360 | 0 | 0 | 0 | 0 | 0 | 0 | 0 | 0
7157 | 7201 | 0 | 0.18939 | 0 | 99999 | 99999 | 99999 | 1 | 0 | 1 | -360 | 360 | 0 | 0 | 0 | 0 | 0 | 0 | 0 | 0
7157 | 7181 | 0 | 0.15112 | 0 | 99999 | 99999 | 99999 | 1 | 0 | 1 | -360 | 360 | 0 | 0 | 0 | 0 | 0 | 0 | 0 | 0
7157 | 7404 | 0 | 0.27545 | 0 | 99999 | 99999 | 99999 | 1 | 0 | 1 | -360 | 360 | 0 | 0 | 0 | 0 | 0 | 0 | 0 | 0
7157 | 7208 | 0 | 0.67582 | 0 | 99999 | 99999 | 99999 | 1 | 0 | 1 | -360 | 360 | 0 | 0 | 0 | 0 | 0 | 0 | 0 | 0
7157 | 7229 | 0 | 0.51508 | 0 | 99999 | 99999 | 99999 | 1 | 0 | 1 | -360 | 360 | 0 | 0 | 0 | 0 | 0 | 0 | 0 | 0
7170 | 7428 | 0 | 0.31533 | 0 | 99999 | 99999 | 99999 | 1 | 0 | 1 | -360 | 360 | 0 | 0 | 0 | 0 | 0 | 0 | 0 | 0
7170 | 7422 | 0 | 0.12634 | 0 | 99999 | 99999 | 99999 | 1 | 0 | 1 | -360 | 360 | 0 | 0 | 0 | 0 | 0 | 0 | 0 | 0
7170 | 7177 | 0 | 0.2971 | 0 | 99999 | 99999 | 99999 | 1 | 0 | 1 | -360 | 360 | 0 | 0 | 0 | 0 | 0 | 0 | 0 | 0
7170 | 7389 | 0 | 0.071856 | 0 | 99999 | 99999 | 99999 | 1 | 0 | 1 | -360 | 360 | 0 | 0 | 0 | 0 | 0 | 0 | 0 | 0
7170 | 7400 | 0 | 0.087817 | 0 | 99999 | 99999 | 99999 | 1 | 0 | 1 | -360 | 360 | 0 | 0 | 0 | 0 | 0 | 0 | 0 | 0
7170 | 7201 | 0 | 0.35534 | 0 | 99999 | 99999 | 99999 | 1 | 0 | 1 | -360 | 360 | 0 | 0 | 0 | 0 | 0 | 0 | 0 | 0
7170 | 7229 | 0 | 0.26242 | 0 | 99999 | 99999 | 99999 | 1 | 0 | 1 | -360 | 360 | 0 | 0 | 0 | 0 | 0 | 0 | 0 | 0
7174 | 7428 | 0 | 0.62375 | 0 | 99999 | 99999 | 99999 | 1 | 0 | 1 | -360 | 360 | 0 | 0 | 0 | 0 | 0 | 0 | 0 | 0
7174 | 7317 | 0 | 0.31938 | 0 | 99999 | 99999 | 99999 | 1 | 0 | 1 | -360 | 360 | 0 | 0 | 0 | 0 | 0 | 0 | 0 | 0
7174 | 7422 | 0 | 0.29044 | 0 | 99999 | 99999 | 99999 | 1 | 0 | 1 | -360 | 360 | 0 | 0 | 0 | 0 | 0 | 0 | 0 | 0
7174 | 7259 | 0 | 0.050124 | 0 | 99999 | 99999 | 99999 | 1 | 0 | 1 | -360 | 360 | 0 | 0 | 0 | 0 | 0 | 0 | 0 | 0
7174 | 7257 | 0 | 0.29819 | 0 | 99999 | 99999 | 99999 | 1 | 0 | 1 | -360 | 360 | 0 | 0 | 0 | 0 | 0 | 0 | 0 | 0
7174 | 7400 | 0 | 0.13851 | 0 | 99999 | 99999 | 99999 | 1 | 0 | 1 | -360 | 360 | 0 | 0 | 0 | 0 | 0 | 0 | 0 | 0
7174 | 7330 | 0 | 0.6959 | 0 | 99999 | 99999 | 99999 | 1 | 0 | 1 | -360 | 360 | 0 | 0 | 0 | 0 | 0 | 0 | 0 | 0
7174 | 7208 | 0 | 0.48807 | 0 | 99999 | 99999 | 99999 | 1 | 0 | 1 | -360 | 360 | 0 | 0 | 0 | 0 | 0 | 0 | 0 | 0
7177 | 7428 | 0 | 0.60939 | 0 | 99999 | 99999 | 99999 | 1 | 0 | 1 | -360 | 360 | 0 | 0 | 0 | 0 | 0 | 0 | 0 | 0
7177 | 7422 | 0 | 0.31886 | 0 | 99999 | 99999 | 99999 | 1 | 0 | 1 | -360 | 360 | 0 | 0 | 0 | 0 | 0 | 0 | 0 | 0
7177 | 7410 | 0 | 0.70705 | 0 | 99999 | 99999 | 99999 | 1 | 0 | 1 | -360 | 360 | 0 | 0 | 0 | 0 | 0 | 0 | 0 | 0
7177 | 7389 | 0 | 0.092387 | 0 | 99999 | 99999 | 99999 | 1 | 0 | 1 | -360 | 360 | 0 | 0 | 0 | 0 | 0 | 0 | 0 | 0
7177 | 7400 | 0 | 0.15308 | 0 | 99999 | 99999 | 99999 | 1 | 0 | 1 | -360 | 360 | 0 | 0 | 0 | 0 | 0 | 0 | 0 | 0
7177 | 7178 | 0 | 0.48766 | 0 | 99999 | 99999 | 99999 | 1 | 0 | 1 | -360 | 360 | 0 | 0 | 0 | 0 | 0 | 0 | 0 | 0
7177 | 7201 | 0 | 0.17234 | 0 | 99999 | 99999 | 99999 | 1 | 0 | 1 | -360 | 360 | 0 | 0 | 0 | 0 | 0 | 0 | 0 | 0
7177 | 7181 | 0 | 0.064587 | 0 | 99999 | 99999 | 99999 | 1 | 0 | 1 | -360 | 360 | 0 | 0 | 0 | 0 | 0 | 0 | 0 | 0
7177 | 7404 | 0 | 0.52001 | 0 | 99999 | 99999 | 99999 | 1 | 0 | 1 | -360 | 360 | 0 | 0 | 0 | 0 | 0 | 0 | 0 | 0
7177 | 7229 | 0 | 0.50459 | 0 | 99999 | 99999 | 99999 | 1 | 0 | 1 | -360 | 360 | 0 | 0 | 0 | 0 | 0 | 0 | 0 | 0
7178 | 7400 | 0 | 0.47002 | 0 | 99999 | 99999 | 99999 | 1 | 0 | 1 | -360 | 360 | 0 | 0 | 0 | 0 | 0 | 0 | 0 | 0
7178 | 7330 | 0 | 0.3208 | 0 | 99999 | 99999 | 99999 | 1 | 0 | 1 | -360 | 360 | 0 | 0 | 0 | 0 | 0 | 0 | 0 | 0
7178 | 7248 | 0 | 0.69119 | 0 | 99999 | 99999 | 99999 | 1 | 0 | 1 | -360 | 360 | 0 | 0 | 0 | 0 | 0 | 0 | 0 | 0
7178 | 7260 | 0 | 0.23858 | 0 | 99999 | 99999 | 99999 | 1 | 0 | 1 | -360 | 360 | 0 | 0 | 0 | 0 | 0 | 0 | 0 | 0
7178 | 7181 | 0 | 0.29044 | 0 | 99999 | 99999 | 99999 | 1 | 0 | 1 | -360 | 360 | 0 | 0 | 0 | 0 | 0 | 0 | 0 | 0
7178 | 7404 | 0 | 0.5329 | 0 | 99999 | 99999 | 99999 | 1 | 0 | 1 | -360 | 360 | 0 | 0 | 0 | 0 | 0 | 0 | 0 | 0
7181 | 7246 | 0 | 0.55287 | 0 | 99999 | 99999 | 99999 | 1 | 0 | 1 | -360 | 360 | 0 | 0 | 0 | 0 | 0 | 0 | 0 | 0
7181 | 7389 | 0 | 0.74588 | 0 | 99999 | 99999 | 99999 | 1 | 0 | 1 | -360 | 360 | 0 | 0 | 0 | 0 | 0 | 0 | 0 | 0
7181 | 7400 | 0 | 0.70672 | 0 | 99999 | 99999 | 99999 | 1 | 0 | 1 | -360 | 360 | 0 | 0 | 0 | 0 | 0 | 0 | 0 | 0
7181 | 7404 | 0 | 0.35125 | 0 | 99999 | 99999 | 99999 | 1 | 0 | 1 | -360 | 360 | 0 | 0 | 0 | 0 | 0 | 0 | 0 | 0
7185 | 7428 | 0 | 0.30265 | 0 | 99999 | 99999 | 99999 | 1 | 0 | 1 | -360 | 360 | 0 | 0 | 0 | 0 | 0 | 0 | 0 | 0
7185 | 7422 | 0 | 0.29601 | 0 | 99999 | 99999 | 99999 | 1 | 0 | 1 | -360 | 360 | 0 | 0 | 0 | 0 | 0 | 0 | 0 | 0
7185 | 7410 | 0 | 0.5573 | 0 | 99999 | 99999 | 99999 | 1 | 0 | 1 | -360 | 360 | 0 | 0 | 0 | 0 | 0 | 0 | 0 | 0
7185 | 7400 | 0 | 0.092359 | 0 | 99999 | 99999 | 99999 | 1 | 0 | 1 | -360 | 360 | 0 | 0 | 0 | 0 | 0 | 0 | 0 | 0
7185 | 7330 | 0 | 0.32854 | 0 | 99999 | 99999 | 99999 | 1 | 0 | 1 | -360 | 360 | 0 | 0 | 0 | 0 | 0 | 0 | 0 | 0
7185 | 7248 | 0 | 0.71836 | 0 | 99999 | 99999 | 99999 | 1 | 0 | 1 | -360 | 360 | 0 | 0 | 0 | 0 | 0 | 0 | 0 | 0
7185 | 7221 | 0 | 0.29994 | 0 | 99999 | 99999 | 99999 | 1 | 0 | 1 | -360 | 360 | 0 | 0 | 0 | 0 | 0 | 0 | 0 | 0
7185 | 7353 | 0 | 0.12111 | 0 | 99999 | 99999 | 99999 | 1 | 0 | 1 | -360 | 360 | 0 | 0 | 0 | 0 | 0 | 0 | 0 | 0
7185 | 7229 | 0 | 0.74585 | 0 | 99999 | 99999 | 99999 | 1 | 0 | 1 | -360 | 360 | 0 | 0 | 0 | 0 | 0 | 0 | 0 | 0
7185 | 7311 | 0 | 0.69961 | 0 | 99999 | 99999 | 99999 | 1 | 0 | 1 | -360 | 360 | 0 | 0 | 0 | 0 | 0 | 0 | 0 | 0
7201 | 7428 | 0 | 0.44111 | 0 | 99999 | 99999 | 99999 | 1 | 0 | 1 | -360 | 360 | 0 | 0 | 0 | 0 | 0 | 0 | 0 | 0
7201 | 7246 | 0 | 0.19905 | 0 | 99999 | 99999 | 99999 | 1 | 0 | 1 | -360 | 360 | 0 | 0 | 0 | 0 | 0 | 0 | 0 | 0
7201 | 7422 | 0 | 0.38171 | 0 | 99999 | 99999 | 99999 | 1 | 0 | 1 | -360 | 360 | 0 | 0 | 0 | 0 | 0 | 0 | 0 | 0
7201 | 7389 | 0 | 0.12225 | 0 | 99999 | 99999 | 99999 | 1 | 0 | 1 | -360 | 360 | 0 | 0 | 0 | 0 | 0 | 0 | 0 | 0
7201 | 7400 | 0 | 0.14069 | 0 | 99999 | 99999 | 99999 | 1 | 0 | 1 | -360 | 360 | 0 | 0 | 0 | 0 | 0 | 0 | 0 | 0
7201 | 7221 | 0 | 0.51057 | 0 | 99999 | 99999 | 99999 | 1 | 0 | 1 | -360 | 360 | 0 | 0 | 0 | 0 | 0 | 0 | 0 | 0
7201 | 7229 | 0 | 0.51407 | 0 | 99999 | 99999 | 99999 | 1 | 0 | 1 | -360 | 360 | 0 | 0 | 0 | 0 | 0 | 0 | 0 | 0
7208 | 7428 | 0 | 0.070863 | 0 | 99999 | 99999 | 99999 | 1 | 0 | 1 | -360 | 360 | 0 | 0 | 0 | 0 | 0 | 0 | 0 | 0
7208 | 7422 | 0 | 0.04611 | 0 | 99999 | 99999 | 99999 | 1 | 0 | 1 | -360 | 360 | 0 | 0 | 0 | 0 | 0 | 0 | 0 | 0
7208 | 7389 | 0 | 0.74882 | 0 | 99999 | 99999 | 99999 | 1 | 0 | 1 | -360 | 360 | 0 | 0 | 0 | 0 | 0 | 0 | 0 | 0
7208 | 7400 | 0 | 0.069293 | 0 | 99999 | 99999 | 99999 | 1 | 0 | 1 | -360 | 360 | 0 | 0 | 0 | 0 | 0 | 0 | 0 | 0
7208 | 7279 | 0 | 0.32432 | 0 | 99999 | 99999 | 99999 | 1 | 0 | 1 | -360 | 360 | 0 | 0 | 0 | 0 | 0 | 0 | 0 | 0
7208 | 7260 | 0 | 0.77184 | 0 | 99999 | 99999 | 99999 | 1 | 0 | 1 | -360 | 360 | 0 | 0 | 0 | 0 | 0 | 0 | 0 | 0
7221 | 7427 | 0 | 0.033504 | 0 | 99999 | 99999 | 99999 | 1 | 0 | 1 | -360 | 360 | 0 | 0 | 0 | 0 | 0 | 0 | 0 | 0
7221 | 7246 | 0 | 0.159 | 0 | 99999 | 99999 | 99999 | 1 | 0 | 1 | -360 | 360 | 0 | 0 | 0 | 0 | 0 | 0 | 0 | 0
7221 | 7410 | 0 | 0.086551 | 0 | 99999 | 99999 | 99999 | 1 | 0 | 1 | -360 | 360 | 0 | 0 | 0 | 0 | 0 | 0 | 0 | 0
7221 | 7257 | 0 | 0.41803 | 0 | 99999 | 99999 | 99999 | 1 | 0 | 1 | -360 | 360 | 0 | 0 | 0 | 0 | 0 | 0 | 0 | 0
7221 | 7400 | 0 | 0.41232 | 0 | 99999 | 99999 | 99999 | 1 | 0 | 1 | -360 | 360 | 0 | 0 | 0 | 0 | 0 | 0 | 0 | 0
7221 | 7330 | 0 | 0.055845 | 0 | 99999 | 99999 | 99999 | 1 | 0 | 1 | -360 | 360 | 0 | 0 | 0 | 0 | 0 | 0 | 0 | 0
7221 | 7248 | 0 | 0.066456 | 0 | 99999 | 99999 | 99999 | 1 | 0 | 1 | -360 | 360 | 0 | 0 | 0 | 0 | 0 | 0 | 0 | 0
7229 | 7428 | 0 | 0.18438 | 0 | 99999 | 99999 | 99999 | 1 | 0 | 1 | -360 | 360 | 0 | 0 | 0 | 0 | 0 | 0 | 0 | 0
7229 | 7422 | 0 | 0.10367 | 0 | 99999 | 99999 | 99999 | 1 | 0 | 1 | -360 | 360 | 0 | 0 | 0 | 0 | 0 | 0 | 0 | 0
7229 | 7410 | 0 | 0.12725 | 0 | 99999 | 99999 | 99999 | 1 | 0 | 1 | -360 | 360 | 0 | 0 | 0 | 0 | 0 | 0 | 0 | 0
7229 | 7389 | 0 | 0.16451 | 0 | 99999 | 99999 | 99999 | 1 | 0 | 1 | -360 | 360 | 0 | 0 | 0 | 0 | 0 | 0 | 0 | 0
7229 | 7400 | 0 | 0.087044 | 0 | 99999 | 99999 | 99999 | 1 | 0 | 1 | -360 | 360 | 0 | 0 | 0 | 0 | 0 | 0 | 0 | 0
7229 | 7343 | 0 | 0.41238 | 0 | 99999 | 99999 | 99999 | 1 | 0 | 1 | -360 | 360 | 0 | 0 | 0 | 0 | 0 | 0 | 0 | 0
7235 | 7246 | 0 | 0.2341 | 0 | 99999 | 99999 | 99999 | 1 | 0 | 1 | -360 | 360 | 0 | 0 | 0 | 0 | 0 | 0 | 0 | 0
7246 | 7330 | 0 | 0.66461 | 0 | 99999 | 99999 | 99999 | 1 | 0 | 1 | -360 | 360 | 0 | 0 | 0 | 0 | 0 | 0 | 0 | 0
7246 | 7404 | 0 | 0.26349 | 0 | 99999 | 99999 | 99999 | 1 | 0 | 1 | -360 | 360 | 0 | 0 | 0 | 0 | 0 | 0 | 0 | 0
7248 | 7410 | 0 | 0.17263 | 0 | 99999 | 99999 | 99999 | 1 | 0 | 1 | -360 | 360 | 0 | 0 | 0 | 0 | 0 | 0 | 0 | 0
7248 | 7257 | 0 | 0.4988 | 0 | 99999 | 99999 | 99999 | 1 | 0 | 1 | -360 | 360 | 0 | 0 | 0 | 0 | 0 | 0 | 0 | 0
7248 | 7400 | 0 | 0.59917 | 0 | 99999 | 99999 | 99999 | 1 | 0 | 1 | -360 | 360 | 0 | 0 | 0 | 0 | 0 | 0 | 0 | 0
7248 | 7330 | 0 | 0.034751 | 0 | 99999 | 99999 | 99999 | 1 | 0 | 1 | -360 | 360 | 0 | 0 | 0 | 0 | 0 | 0 | 0 | 0
7248 | 7427 | 0 | 0.052687 | 0 | 99999 | 99999 | 99999 | 1 | 0 | 1 | -360 | 360 | 0 | 0 | 0 | 0 | 0 | 0 | 0 | 0
7257 | 7317 | 0 | 0.16306 | 0 | 99999 | 99999 | 99999 | 1 | 0 | 1 | -360 | 360 | 0 | 0 | 0 | 0 | 0 | 0 | 0 | 0
7257 | 7259 | 0 | 0.27247 | 0 | 99999 | 99999 | 99999 | 1 | 0 | 1 | -360 | 360 | 0 | 0 | 0 | 0 | 0 | 0 | 0 | 0
7257 | 7400 | 0 | 0.62013 | 0 | 99999 | 99999 | 99999 | 1 | 0 | 1 | -360 | 360 | 0 | 0 | 0 | 0 | 0 | 0 | 0 | 0
7257 | 7330 | 0 | 0.38632 | 0 | 99999 | 99999 | 99999 | 1 | 0 | 1 | -360 | 360 | 0 | 0 | 0 | 0 | 0 | 0 | 0 | 0
7259 | 7317 | 0 | 0.29731 | 0 | 99999 | 99999 | 99999 | 1 | 0 | 1 | -360 | 360 | 0 | 0 | 0 | 0 | 0 | 0 | 0 | 0
7259 | 7422 | 0 | 0.51744 | 0 | 99999 | 99999 | 99999 | 1 | 0 | 1 | -360 | 360 | 0 | 0 | 0 | 0 | 0 | 0 | 0 | 0
7259 | 7400 | 0 | 0.17768 | 0 | 99999 | 99999 | 99999 | 1 | 0 | 1 | -360 | 360 | 0 | 0 | 0 | 0 | 0 | 0 | 0 | 0
7259 | 7330 | 0 | 0.4391 | 0 | 99999 | 99999 | 99999 | 1 | 0 | 1 | -360 | 360 | 0 | 0 | 0 | 0 | 0 | 0 | 0 | 0
7260 | 7422 | 0 | 0.38373 | 0 | 99999 | 99999 | 99999 | 1 | 0 | 1 | -360 | 360 | 0 | 0 | 0 | 0 | 0 | 0 | 0 | 0
7260 | 7387 | 0 | 0.12868 | 0 | 99999 | 99999 | 99999 | 1 | 0 | 1 | -360 | 360 | 0 | 0 | 0 | 0 | 0 | 0 | 0 | 0
7260 | 7400 | 0 | 0.052602 | 0 | 99999 | 99999 | 99999 | 1 | 0 | 1 | -360 | 360 | 0 | 0 | 0 | 0 | 0 | 0 | 0 | 0
7260 | 7279 | 0 | 0.63646 | 0 | 99999 | 99999 | 99999 | 1 | 0 | 1 | -360 | 360 | 0 | 0 | 0 | 0 | 0 | 0 | 0 | 0
7279 | 7428 | 0 | 0.44892 | 0 | 99999 | 99999 | 99999 | 1 | 0 | 1 | -360 | 360 | 0 | 0 | 0 | 0 | 0 | 0 | 0 | 0
7279 | 7422 | 0 | 0.16327 | 0 | 99999 | 99999 | 99999 | 1 | 0 | 1 | -360 | 360 | 0 | 0 | 0 | 0 | 0 | 0 | 0 | 0
7279 | 7389 | 0 | 0.75538 | 0 | 99999 | 99999 | 99999 | 1 | 0 | 1 | -360 | 360 | 0 | 0 | 0 | 0 | 0 | 0 | 0 | 0
7279 | 7387 | 0 | 0.50817 | 0 | 99999 | 99999 | 99999 | 1 | 0 | 1 | -360 | 360 | 0 | 0 | 0 | 0 | 0 | 0 | 0 | 0
7279 | 7400 | 0 | 0.13906 | 0 | 99999 | 99999 | 99999 | 1 | 0 | 1 | -360 | 360 | 0 | 0 | 0 | 0 | 0 | 0 | 0 | 0
7311 | 7428 | 0 | 0.40096 | 0 | 99999 | 99999 | 99999 | 1 | 0 | 1 | -360 | 360 | 0 | 0 | 0 | 0 | 0 | 0 | 0 | 0
7311 | 7422 | 0 | 0.70717 | 0 | 99999 | 99999 | 99999 | 1 | 0 | 1 | -360 | 360 | 0 | 0 | 0 | 0 | 0 | 0 | 0 | 0
7311 | 7406 | 0 | 0.061991 | 0 | 99999 | 99999 | 99999 | 1 | 0 | 1 | -360 | 360 | 0 | 0 | 0 | 0 | 0 | 0 | 0 | 0
7311 | 7410 | 0 | 0.64747 | 0 | 99999 | 99999 | 99999 | 1 | 0 | 1 | -360 | 360 | 0 | 0 | 0 | 0 | 0 | 0 | 0 | 0
7311 | 7400 | 0 | 0.26426 | 0 | 99999 | 99999 | 99999 | 1 | 0 | 1 | -360 | 360 | 0 | 0 | 0 | 0 | 0 | 0 | 0 | 0
7311 | 7353 | 0 | 0.50531 | 0 | 99999 | 99999 | 99999 | 1 | 0 | 1 | -360 | 360 | 0 | 0 | 0 | 0 | 0 | 0 | 0 | 0
7317 | 7422 | 0 | 0.045513 | 0 | 99999 | 99999 | 99999 | 1 | 0 | 1 | -360 | 360 | 0 | 0 | 0 | 0 | 0 | 0 | 0 | 0
7317 | 7400 | 0 | 0.39043 | 0 | 99999 | 99999 | 99999 | 1 | 0 | 1 | -360 | 360 | 0 | 0 | 0 | 0 | 0 | 0 | 0 | 0
7330 | 7422 | 0 | 0.71262 | 0 | 99999 | 99999 | 99999 | 1 | 0 | 1 | -360 | 360 | 0 | 0 | 0 | 0 | 0 | 0 | 0 | 0
7330 | 7400 | 0 | 0.14511 | 0 | 99999 | 99999 | 99999 | 1 | 0 | 1 | -360 | 360 | 0 | 0 | 0 | 0 | 0 | 0 | 0 | 0
7330 | 7427 | 0 | 0.72947 | 0 | 99999 | 99999 | 99999 | 1 | 0 | 1 | -360 | 360 | 0 | 0 | 0 | 0 | 0 | 0 | 0 | 0
7330 | 7353 | 0 | 0.56706 | 0 | 99999 | 99999 | 99999 | 1 | 0 | 1 | -360 | 360 | 0 | 0 | 0 | 0 | 0 | 0 | 0 | 0
7330 | 7404 | 0 | 0.351 | 0 | 99999 | 99999 | 99999 | 1 | 0 | 1 | -360 | 360 | 0 | 0 | 0 | 0 | 0 | 0 | 0 | 0
7343 | 7410 | 0 | 0.33164 | 0 | 99999 | 99999 | 99999 | 1 | 0 | 1 | -360 | 360 | 0 | 0 | 0 | 0 | 0 | 0 | 0 | 0
7343 | 7400 | 0 | 0.50933 | 0 | 99999 | 99999 | 99999 | 1 | 0 | 1 | -360 | 360 | 0 | 0 | 0 | 0 | 0 | 0 | 0 | 0
7353 | 7428 | 0 | 0.51796 | 0 | 99999 | 99999 | 99999 | 1 | 0 | 1 | -360 | 360 | 0 | 0 | 0 | 0 | 0 | 0 | 0 | 0
7353 | 7422 | 0 | 0.49676 | 0 | 99999 | 99999 | 99999 | 1 | 0 | 1 | -360 | 360 | 0 | 0 | 0 | 0 | 0 | 0 | 0 | 0
7353 | 7410 | 0 | 0.71264 | 0 | 99999 | 99999 | 99999 | 1 | 0 | 1 | -360 | 360 | 0 | 0 | 0 | 0 | 0 | 0 | 0 | 0
7353 | 7400 | 0 | 0.058395 | 0 | 99999 | 99999 | 99999 | 1 | 0 | 1 | -360 | 360 | 0 | 0 | 0 | 0 | 0 | 0 | 0 | 0
7375 | 7422 | 0 | 0.68291 | 0 | 99999 | 99999 | 99999 | 1 | 0 | 1 | -360 | 360 | 0 | 0 | 0 | 0 | 0 | 0 | 0 | 0
7375 | 7400 | 0 | 0.041294 | 0 | 99999 | 99999 | 99999 | 1 | 0 | 1 | -360 | 360 | 0 | 0 | 0 | 0 | 0 | 0 | 0 | 0
7389 | 7428 | 0 | 0.18584 | 0 | 99999 | 99999 | 99999 | 1 | 0 | 1 | -360 | 360 | 0 | 0 | 0 | 0 | 0 | 0 | 0 | 0
7389 | 7422 | 0 | 0.07935 | 0 | 99999 | 99999 | 99999 | 1 | 0 | 1 | -360 | 360 | 0 | 0 | 0 | 0 | 0 | 0 | 0 | 0
7389 | 8155 | 0 | 0.29103 | 0 | 99999 | 99999 | 99999 | 1 | 0 | 1 | -360 | 360 | 0 | 0 | 0 | 0 | 0 | 0 | 0 | 0
7389 | 7410 | 0 | 0.39172 | 0 | 99999 | 99999 | 99999 | 1 | 0 | 1 | -360 | 360 | 0 | 0 | 0 | 0 | 0 | 0 | 0 | 0
7389 | 7400 | 0 | 0.052453 | 0 | 99999 | 99999 | 99999 | 1 | 0 | 1 | -360 | 360 | 0 | 0 | 0 | 0 | 0 | 0 | 0 | 0
7389 | 8095 | 0 | 0.24997 | 0 | 99999 | 99999 | 99999 | 1 | 0 | 1 | -360 | 360 | 0 | 0 | 0 | 0 | 0 | 0 | 0 | 0
7389 | 8140 | 0 | 0.16373 | 0 | 99999 | 99999 | 99999 | 1 | 0 | 1 | -360 | 360 | 0 | 0 | 0 | 0 | 0 | 0 | 0 | 0
7389 | 7404 | 0 | 0.57113 | 0 | 99999 | 99999 | 99999 | 1 | 0 | 1 | -360 | 360 | 0 | 0 | 0 | 0 | 0 | 0 | 0 | 0
7389 | 8033 | 0 | 0.033162 | 0 | 99999 | 99999 | 99999 | 1 | 0 | 1 | -360 | 360 | 0 | 0 | 0 | 0 | 0 | 0 | 0 | 0
7400 | 7428 | 0 | 0.050414 | 0 | 99999 | 99999 | 99999 | 1 | 0 | 1 | -360 | 360 | 0 | 0 | 0 | 0 | 0 | 0 | 0 | 0
7400 | 7422 | 0 | 0.02708 | 0 | 99999 | 99999 | 99999 | 1 | 0 | 1 | -360 | 360 | 0 | 0 | 0 | 0 | 0 | 0 | 0 | 0
7400 | 7406 | 0 | 0.29627 | 0 | 99999 | 99999 | 99999 | 1 | 0 | 1 | -360 | 360 | 0 | 0 | 0 | 0 | 0 | 0 | 0 | 0
7400 | 7410 | 0 | 0.15836 | 0 | 99999 | 99999 | 99999 | 1 | 0 | 1 | -360 | 360 | 0 | 0 | 0 | 0 | 0 | 0 | 0 | 0
7400 | 7404 | 0 | 0.43379 | 0 | 99999 | 99999 | 99999 | 1 | 0 | 1 | -360 | 360 | 0 | 0 | 0 | 0 | 0 | 0 | 0 | 0
7406 | 7428 | 0 | 0.19433 | 0 | 99999 | 99999 | 99999 | 1 | 0 | 1 | -360 | 360 | 0 | 0 | 0 | 0 | 0 | 0 | 0 | 0
7406 | 7422 | 0 | 0.50635 | 0 | 99999 | 99999 | 99999 | 1 | 0 | 1 | -360 | 360 | 0 | 0 | 0 | 0 | 0 | 0 | 0 | 0
7410 | 7428 | 0 | 0.30169 | 0 | 99999 | 99999 | 99999 | 1 | 0 | 1 | -360 | 360 | 0 | 0 | 0 | 0 | 0 | 0 | 0 | 0
7410 | 7422 | 0 | 0.45137 | 0 | 99999 | 99999 | 99999 | 1 | 0 | 1 | -360 | 360 | 0 | 0 | 0 | 0 | 0 | 0 | 0 | 0
7410 | 7427 | 0 | 0.025921 | 0 | 99999 | 99999 | 99999 | 1 | 0 | 1 | -360 | 360 | 0 | 0 | 0 | 0 | 0 | 0 | 0 | 0
7422 | 7428 | 0 | 0.036521 | 0 | 99999 | 99999 | 99999 | 1 | 0 | 1 | -360 | 360 | 0 | 0 | 0 | 0 | 0 | 0 | 0 | 0
8001 | 8155 | 0 | 0.71089 | 0 | 99999 | 99999 | 99999 | 1 | 0 | 1 | -360 | 360 | 0 | 0 | 0 | 0 | 0 | 0 | 0 | 0
8002 | 8129 | 0 | 0.53275 | 0 | 99999 | 99999 | 99999 | 1 | 0 | 1 | -360 | 360 | 0 | 0 | 0 | 0 | 0 | 0 | 0 | 0
8002 | 8060 | 0 | 0.69701 | 0 | 99999 | 99999 | 99999 | 1 | 0 | 1 | -360 | 360 | 0 | 0 | 0 | 0 | 0 | 0 | 0 | 0
8002 | 8116 | 0 | 0.30681 | 0 | 99999 | 99999 | 99999 | 1 | 0 | 1 | -360 | 360 | 0 | 0 | 0 | 0 | 0 | 0 | 0 | 0
8033 | 8140 | 0 | 0.61594 | 0 | 99999 | 99999 | 99999 | 1 | 0 | 1 | -360 | 360 | 0 | 0 | 0 | 0 | 0 | 0 | 0 | 0
8060 | 8155 | 0 | 0.21999 | 0 | 99999 | 99999 | 99999 | 1 | 0 | 1 | -360 | 360 | 0 | 0 | 0 | 0 | 0 | 0 | 0 | 0
8060 | 8070 | 0 | 0.29027 | 0 | 99999 | 99999 | 99999 | 1 | 0 | 1 | -360 | 360 | 0 | 0 | 0 | 0 | 0 | 0 | 0 | 0
8060 | 8116 | 0 | 0.083393 | 0 | 99999 | 99999 | 99999 | 1 | 0 | 1 | -360 | 360 | 0 | 0 | 0 | 0 | 0 | 0 | 0 | 0
8070 | 8155 | 0 | 0.23157 | 0 | 99999 | 99999 | 99999 | 1 | 0 | 1 | -360 | 360 | 0 | 0 | 0 | 0 | 0 | 0 | 0 | 0
8070 | 8116 | 0 | 0.7565 | 0 | 99999 | 99999 | 99999 | 1 | 0 | 1 | -360 | 360 | 0 | 0 | 0 | 0 | 0 | 0 | 0 | 0
8077 | 8129 | 0 | 0.27662 | 0 | 99999 | 99999 | 99999 | 1 | 0 | 1 | -360 | 360 | 0 | 0 | 0 | 0 | 0 | 0 | 0 | 0
8077 | 8116 | 0 | 0.29875 | 0 | 99999 | 99999 | 99999 | 1 | 0 | 1 | -360 | 360 | 0 | 0 | 0 | 0 | 0 | 0 | 0 | 0
8087 | 8155 | 0 | 0.014539 | 0 | 99999 | 99999 | 99999 | 1 | 0 | 1 | -360 | 360 | 0 | 0 | 0 | 0 | 0 | 0 | 0 | 0
8095 | 8155 | 0 | 0.71631 | 0 | 99999 | 99999 | 99999 | 1 | 0 | 1 | -360 | 360 | 0 | 0 | 0 | 0 | 0 | 0 | 0 | 0
8095 | 8140 | 0 | 0.099854 | 0 | 99999 | 99999 | 99999 | 1 | 0 | 1 | -360 | 360 | 0 | 0 | 0 | 0 | 0 | 0 | 0 | 0
8116 | 8155 | 0 | 0.69366 | 0 | 99999 | 99999 | 99999 | 1 | 0 | 1 | -360 | 360 | 0 | 0 | 0 | 0 | 0 | 0 | 0 | 0
8116 | 8129 | 0 | 0.49834 | 0 | 99999 | 99999 | 99999 | 1 | 0 | 1 | -360 | 360 | 0 | 0 | 0 | 0 | 0 | 0 | 0 | 0
8140 | 8155 | 0 | 0.55185 | 0 | 99999 | 99999 | 99999 | 1 | 0 | 1 | -360 | 360 | 0 | 0 | 0 | 0 | 0 | 0 | 0 | 0