## Summary
================================================================================
¦ System Summary ¦
================================================================================
How many? How much? P (MW) Q (MVAr)
--------------------- ------------------- ------------- -----------------
Buses 2000 Total Gen Capacity 96291.5 0.0 to 0.0
Generators 544 On-line Capacity 81201.9 0.0 to 0.0
Committed Gens 432 Generation (actual) 67109.2 0.0
Loads 1125 Load 67109.2 0.0
Fixed 1125 Fixed 67109.2 0.0
Dispatchable 0 Dispatchable -0.0 of -0.0 -0.0
Shunts 0 Shunt (inj) -0.0 0.0
Branches 3206 Losses (I^2 * Z) 0.00 0.00
Transformers 861 Branch Charging (inj) - 0.0
Inter-ties 131 Total Inter-tie Flow 20135.0 0.0
Areas 8
Minimum Maximum
------------------------- --------------------------------
Voltage Magnitude 1.000 p.u. @ bus 1001 1.000 p.u. @ bus 1001
Voltage Angle -35.37 deg @ bus 4103 41.69 deg @ bus 1039
**********Reduction Summary****************
300 buses in reduced model
1487 branches in reduced model, including 1352 equivalent lines
544 generators in reduced model
Redistribute loads
**********Generator Placement Results**************
External generator on bus 1006 is moved to 1063
External generator on bus 1009 is moved to 1070
External generator on bus 1011 is moved to 1082
External generator on bus 1021 is moved to 1064
External generator on bus 1023 is moved to 1004
External generator on bus 1026 is moved to 1064
External generator on bus 1035 is moved to 1033
External generator on bus 1039 is moved to 1082
External generator on bus 1042 is moved to 1063
External generator on bus 1043 is moved to 1063
External generator on bus 1049 is moved to 1048
External generator on bus 1050 is moved to 1048
External generator on bus 1051 is moved to 1048
External generator on bus 1052 is moved to 1048
External generator on bus 1053 is moved to 1081
External generator on bus 1057 is moved to 1064
External generator on bus 1059 is moved to 1070
External generator on bus 1060 is moved to 1070
External generator on bus 1062 is moved to 1063
External generator on bus 1066 is moved to 1063
External generator on bus 1072 is moved to 1001
External generator on bus 1073 is moved to 1001
External generator on bus 1074 is moved to 1001
External generator on bus 1075 is moved to 1001
External generator on bus 1076 is moved to 1001
External generator on bus 1077 is moved to 1001
External generator on bus 1078 is moved to 1001
External generator on bus 1079 is moved to 3048
External generator on bus 1080 is moved to 1001
External generator on bus 1084 is moved to 1064
External generator on bus 1088 is moved to 1033
External generator on bus 2005 is moved to 2004
External generator on bus 2006 is moved to 2004
External generator on bus 2013 is moved to 2127
External generator on bus 2023 is moved to 8129
External generator on bus 2024 is moved to 8129
External generator on bus 2042 is moved to 2127
External generator on bus 2056 is moved to 2057
External generator on bus 2059 is moved to 2127
External generator on bus 2062 is moved to 2057
External generator on bus 2076 is moved to 1004
External generator on bus 2078 is moved to 5175
External generator on bus 2083 is moved to 2057
External generator on bus 2084 is moved to 2057
External generator on bus 2085 is moved to 2057
External generator on bus 2089 is moved to 2071
External generator on bus 2094 is moved to 2127
External generator on bus 2095 is moved to 2127
External generator on bus 2099 is moved to 2127
External generator on bus 2100 is moved to 2127
External generator on bus 2104 is moved to 2103
External generator on bus 2105 is moved to 2103
External generator on bus 2116 is moved to 8129
External generator on bus 2117 is moved to 8129
External generator on bus 2118 is moved to 8129
External generator on bus 2119 is moved to 8129
External generator on bus 2120 is moved to 8129
External generator on bus 2123 is moved to 2127
External generator on bus 3004 is moved to 3127
External generator on bus 3017 is moved to 3127
External generator on bus 3020 is moved to 3030
External generator on bus 3039 is moved to 1004
External generator on bus 3043 is moved to 3048
External generator on bus 3044 is moved to 3048
External generator on bus 3056 is moved to 3055
External generator on bus 3057 is moved to 3055
External generator on bus 3061 is moved to 3048
External generator on bus 3062 is moved to 3048
External generator on bus 3063 is moved to 3048
External generator on bus 3065 is moved to 3127
External generator on bus 3068 is moved to 3127
External generator on bus 3071 is moved to 3127
External generator on bus 3074 is moved to 4002
External generator on bus 3086 is moved to 3127
External generator on bus 3087 is moved to 3127
External generator on bus 3092 is moved to 3048
External generator on bus 3095 is moved to 3006
External generator on bus 3105 is moved to 3106
External generator on bus 3110 is moved to 1004
External generator on bus 3112 is moved to 3127
External generator on bus 3113 is moved to 3127
External generator on bus 3117 is moved to 3118
External generator on bus 3120 is moved to 4002
External generator on bus 3122 is moved to 3127
External generator on bus 3129 is moved to 3127
External generator on bus 3131 is moved to 3127
External generator on bus 3133 is moved to 1004
External generator on bus 3137 is moved to 3006
External generator on bus 3141 is moved to 3127
External generator on bus 4045 is moved to 4047
External generator on bus 4046 is moved to 4047
External generator on bus 4050 is moved to 4194
External generator on bus 4052 is moved to 4020
External generator on bus 4058 is moved to 4181
External generator on bus 4059 is moved to 4181
External generator on bus 4060 is moved to 4181
External generator on bus 4062 is moved to 4181
External generator on bus 4063 is moved to 4181
External generator on bus 4065 is moved to 4020
External generator on bus 4076 is moved to 4040
External generator on bus 4077 is moved to 4040
External generator on bus 4082 is moved to 4183
External generator on bus 4083 is moved to 4183
External generator on bus 4084 is moved to 4183
External generator on bus 4090 is moved to 4194
External generator on bus 4091 is moved to 4194
External generator on bus 4092 is moved to 4194
External generator on bus 4094 is moved to 4194
External generator on bus 4095 is moved to 4194
External generator on bus 4096 is moved to 4194
External generator on bus 4097 is moved to 4194
External generator on bus 4098 is moved to 4194
External generator on bus 4105 is moved to 4020
External generator on bus 4116 is moved to 4190
External generator on bus 4133 is moved to 4137
External generator on bus 4134 is moved to 4137
External generator on bus 4135 is moved to 4137
External generator on bus 4136 is moved to 4137
External generator on bus 4138 is moved to 4137
External generator on bus 4142 is moved to 4153
External generator on bus 4160 is moved to 4181
External generator on bus 4161 is moved to 4181
External generator on bus 4162 is moved to 4181
External generator on bus 4163 is moved to 4181
External generator on bus 4166 is moved to 4010
External generator on bus 4177 is moved to 4101
External generator on bus 4192 is moved to 4193
External generator on bus 4195 is moved to 4147
External generator on bus 5020 is moved to 5238
External generator on bus 5023 is moved to 5022
External generator on bus 5035 is moved to 5385
External generator on bus 5036 is moved to 5385
External generator on bus 5038 is moved to 5385
External generator on bus 5039 is moved to 5385
External generator on bus 5040 is moved to 5385
External generator on bus 5041 is moved to 5385
External generator on bus 5042 is moved to 5385
External generator on bus 5051 is moved to 8129
External generator on bus 5058 is moved to 5057
External generator on bus 5065 is moved to 5067
External generator on bus 5066 is moved to 5067
External generator on bus 5068 is moved to 5067
External generator on bus 5069 is moved to 5067
External generator on bus 5089 is moved to 5138
External generator on bus 5106 is moved to 5105
External generator on bus 5107 is moved to 5105
External generator on bus 5166 is moved to 5175
External generator on bus 5167 is moved to 5175
External generator on bus 5170 is moved to 5005
External generator on bus 5198 is moved to 5057
External generator on bus 5207 is moved to 5206
External generator on bus 5208 is moved to 5206
External generator on bus 5243 is moved to 3048
External generator on bus 5263 is moved to 5262
External generator on bus 5282 is moved to 5281
External generator on bus 5283 is moved to 5281
External generator on bus 5297 is moved to 5444
External generator on bus 5298 is moved to 5444
External generator on bus 5299 is moved to 5444
External generator on bus 5300 is moved to 5444
External generator on bus 5301 is moved to 5444
External generator on bus 5303 is moved to 5444
External generator on bus 5320 is moved to 5262
External generator on bus 5321 is moved to 5262
External generator on bus 5324 is moved to 5323
External generator on bus 5325 is moved to 5323
External generator on bus 5326 is moved to 5323
External generator on bus 5342 is moved to 5307
External generator on bus 5343 is moved to 5307
External generator on bus 5363 is moved to 5364
External generator on bus 5365 is moved to 5364
External generator on bus 5366 is moved to 5364
External generator on bus 5367 is moved to 5364
External generator on bus 5368 is moved to 5364
External generator on bus 5369 is moved to 5364
External generator on bus 5383 is moved to 5382
External generator on bus 5399 is moved to 3048
External generator on bus 5403 is moved to 5262
External generator on bus 5404 is moved to 5262
External generator on bus 5405 is moved to 5262
External generator on bus 5406 is moved to 5262
External generator on bus 5416 is moved to 3048
External generator on bus 5417 is moved to 3048
External generator on bus 5418 is moved to 3048
External generator on bus 5419 is moved to 3048
External generator on bus 5423 is moved to 5422
External generator on bus 5424 is moved to 5422
External generator on bus 6006 is moved to 6349
External generator on bus 6007 is moved to 6349
External generator on bus 6008 is moved to 6349
External generator on bus 6009 is moved to 6349
External generator on bus 6010 is moved to 6349
External generator on bus 6041 is moved to 6349
External generator on bus 6042 is moved to 6349
External generator on bus 6048 is moved to 6199
External generator on bus 6049 is moved to 6199
External generator on bus 6050 is moved to 6199
External generator on bus 6051 is moved to 6199
External generator on bus 6052 is moved to 6199
External generator on bus 6053 is moved to 6199
External generator on bus 6054 is moved to 6199
External generator on bus 6070 is moved to 6069
External generator on bus 6071 is moved to 6069
External generator on bus 6072 is moved to 6069
External generator on bus 6073 is moved to 6069
External generator on bus 6074 is moved to 6069
External generator on bus 6079 is moved to 6078
External generator on bus 6080 is moved to 6078
External generator on bus 6082 is moved to 6349
External generator on bus 6083 is moved to 6349
External generator on bus 6085 is moved to 6355
External generator on bus 6086 is moved to 6355
External generator on bus 6087 is moved to 6355
External generator on bus 6088 is moved to 6355
External generator on bus 6089 is moved to 6355
External generator on bus 6090 is moved to 6355
External generator on bus 6104 is moved to 6106
External generator on bus 6105 is moved to 6106
External generator on bus 6110 is moved to 6111
External generator on bus 6144 is moved to 6147
External generator on bus 6145 is moved to 6147
External generator on bus 6146 is moved to 6147
External generator on bus 6148 is moved to 6147
External generator on bus 6149 is moved to 6147
External generator on bus 6165 is moved to 6164
External generator on bus 6166 is moved to 6164
External generator on bus 6167 is moved to 6164
External generator on bus 6213 is moved to 6349
External generator on bus 6215 is moved to 6349
External generator on bus 6216 is moved to 6349
External generator on bus 6242 is moved to 7406
External generator on bus 6243 is moved to 7406
External generator on bus 6244 is moved to 7406
External generator on bus 6245 is moved to 7406
External generator on bus 6246 is moved to 7406
External generator on bus 6247 is moved to 7406
External generator on bus 6248 is moved to 7406
External generator on bus 6249 is moved to 7406
External generator on bus 6257 is moved to 6349
External generator on bus 6258 is moved to 6349
External generator on bus 6259 is moved to 6349
External generator on bus 6260 is moved to 6349
External generator on bus 6266 is moved to 4030
External generator on bus 6267 is moved to 4030
External generator on bus 6268 is moved to 4030
External generator on bus 6269 is moved to 4030
External generator on bus 6270 is moved to 4030
External generator on bus 6271 is moved to 4030
External generator on bus 6272 is moved to 4030
External generator on bus 6273 is moved to 4030
External generator on bus 6274 is moved to 4030
External generator on bus 6296 is moved to 6295
External generator on bus 6297 is moved to 6295
External generator on bus 6301 is moved to 6302
External generator on bus 6303 is moved to 6302
External generator on bus 6304 is moved to 6302
External generator on bus 6305 is moved to 6302
External generator on bus 7005 is moved to 7400
External generator on bus 7006 is moved to 7400
External generator on bus 7007 is moved to 7400
External generator on bus 7008 is moved to 7400
External generator on bus 7009 is moved to 7400
External generator on bus 7015 is moved to 7124
External generator on bus 7021 is moved to 7406
External generator on bus 7022 is moved to 7406
External generator on bus 7023 is moved to 7406
External generator on bus 7025 is moved to 7406
External generator on bus 7031 is moved to 7406
External generator on bus 7032 is moved to 7406
External generator on bus 7033 is moved to 7406
External generator on bus 7034 is moved to 7406
External generator on bus 7046 is moved to 7406
External generator on bus 7061 is moved to 7406
External generator on bus 7062 is moved to 7406
External generator on bus 7063 is moved to 7406
External generator on bus 7064 is moved to 7406
External generator on bus 7065 is moved to 7406
External generator on bus 7066 is moved to 7406
External generator on bus 7079 is moved to 7422
External generator on bus 7080 is moved to 7422
External generator on bus 7081 is moved to 7422
External generator on bus 7082 is moved to 7422
External generator on bus 7099 is moved to 7406
External generator on bus 7107 is moved to 7400
External generator on bus 7108 is moved to 7400
External generator on bus 7109 is moved to 7400
External generator on bus 7110 is moved to 7400
External generator on bus 7111 is moved to 7400
External generator on bus 7112 is moved to 7400
External generator on bus 7113 is moved to 7400
External generator on bus 7114 is moved to 7400
External generator on bus 7115 is moved to 7400
External generator on bus 7121 is moved to 7427
External generator on bus 7122 is moved to 7427
External generator on bus 7133 is moved to 7138
External generator on bus 7134 is moved to 7138
External generator on bus 7135 is moved to 7138
External generator on bus 7136 is moved to 7138
External generator on bus 7137 is moved to 7138
External generator on bus 7139 is moved to 7138
External generator on bus 7140 is moved to 7138
External generator on bus 7141 is moved to 7138
External generator on bus 7142 is moved to 7138
External generator on bus 7146 is moved to 7145
External generator on bus 7162 is moved to 7389
External generator on bus 7163 is moved to 7389
External generator on bus 7164 is moved to 7389
External generator on bus 7165 is moved to 7389
External generator on bus 7166 is moved to 7389
External generator on bus 7167 is moved to 7389
External generator on bus 7168 is moved to 7389
External generator on bus 7169 is moved to 7389
External generator on bus 7189 is moved to 7400
External generator on bus 7190 is moved to 7400
External generator on bus 7191 is moved to 7400
External generator on bus 7192 is moved to 7400
External generator on bus 7193 is moved to 7400
External generator on bus 7194 is moved to 7400
External generator on bus 7195 is moved to 7400
External generator on bus 7196 is moved to 7400
External generator on bus 7197 is moved to 7400
External generator on bus 7207 is moved to 7208
External generator on bus 7209 is moved to 7208
External generator on bus 7210 is moved to 7208
External generator on bus 7211 is moved to 7208
External generator on bus 7212 is moved to 7208
External generator on bus 7266 is moved to 7138
External generator on bus 7267 is moved to 7138
External generator on bus 7268 is moved to 7138
External generator on bus 7269 is moved to 7138
External generator on bus 7270 is moved to 7138
External generator on bus 7280 is moved to 7400
External generator on bus 7281 is moved to 7400
External generator on bus 7284 is moved to 7400
External generator on bus 7285 is moved to 7400
External generator on bus 7286 is moved to 7400
External generator on bus 7287 is moved to 7400
External generator on bus 7288 is moved to 7400
External generator on bus 7289 is moved to 7400
External generator on bus 7307 is moved to 7311
External generator on bus 7308 is moved to 7311
External generator on bus 7309 is moved to 7311
External generator on bus 7310 is moved to 7311
External generator on bus 7323 is moved to 7422
External generator on bus 7324 is moved to 7422
External generator on bus 7325 is moved to 7422
External generator on bus 7326 is moved to 7422
External generator on bus 7329 is moved to 7069
External generator on bus 7334 is moved to 7400
External generator on bus 7335 is moved to 7400
External generator on bus 7349 is moved to 7353
External generator on bus 7350 is moved to 7353
External generator on bus 7351 is moved to 7353
External generator on bus 7352 is moved to 7353
External generator on bus 7354 is moved to 7353
External generator on bus 7355 is moved to 7353
External generator on bus 7356 is moved to 7353
External generator on bus 7357 is moved to 7353
External generator on bus 7358 is moved to 7353
External generator on bus 7359 is moved to 7353
External generator on bus 7360 is moved to 7353
External generator on bus 7361 is moved to 7353
External generator on bus 7369 is moved to 7400
External generator on bus 7370 is moved to 7400
External generator on bus 7371 is moved to 7400
External generator on bus 7372 is moved to 7400
External generator on bus 7373 is moved to 7400
External generator on bus 7374 is moved to 7400
External generator on bus 7376 is moved to 7400
External generator on bus 7377 is moved to 7400
External generator on bus 7378 is moved to 7400
External generator on bus 7379 is moved to 7400
External generator on bus 7414 is moved to 7406
External generator on bus 7419 is moved to 7283
External generator on bus 8024 is moved to 7389
External generator on bus 8034 is moved to 7389
External generator on bus 8035 is moved to 7389
External generator on bus 8036 is moved to 7389
External generator on bus 8046 is moved to 8147
External generator on bus 8047 is moved to 8147
External generator on bus 8048 is moved to 8147
External generator on bus 8049 is moved to 8147
External generator on bus 8050 is moved to 8147
External generator on bus 8051 is moved to 8147
External generator on bus 8061 is moved to 8060
External generator on bus 8071 is moved to 8070
External generator on bus 8078 is moved to 8077
External generator on bus 8079 is moved to 8077
External generator on bus 8080 is moved to 8077
External generator on bus 8088 is moved to 8155
External generator on bus 8099 is moved to 8116
External generator on bus 8115 is moved to 8116
External generator on bus 8117 is moved to 8116
External generator on bus 8130 is moved to 8129
External generator on bus 8131 is moved to 8129
External generator on bus 8152 is moved to 8158

## Bus
bus_i | type | Pd | Qd | Gs | Bs | area | Vm | Va | baseKV | zone | Vmax | Vmin | lam_P | lam_Q | mu_Vmax | mu_Vmin
1001 | 1 | 628.7074 | 5.89 | 0 | 2138.3179 | 1 | 0.97944 | -22.7348 | 115 | 9 | 1.1 | 0.9 | 25.75 | -3.48 | 0 | 0
1004 | 2 | 241.3412 | 0 | 0 | 72.9706 | 1 | 1.0131 | -18.934 | 230 | 9 | 1.1 | 0.9 | -7.08 | 6.03 | 0 | 0
1033 | 2 | 97.7906 | 0 | 0 | 124.1867 | 1 | 1.0168 | -16.8985 | 230 | 9 | 1.1 | 0.9 | 51.53 | -22.14 | 0 | 0
1048 | 2 | 211.3878 | 0 | 0 | 70.2653 | 1 | 1.0053 | -13.35 | 18 | 9 | 1.1 | 0.9 | 47.24 | -1.28 | 0 | 0
1063 | 2 | 112.5153 | 0 | 0 | 124.8723 | 1 | 1.0066 | -17.2194 | 13.8 | 9 | 1.1 | 0.9 | -60.92 | -23.13 | 0 | 0
1064 | 1 | 470.8398 | 35.07 | 0 | 690.5905 | 1 | 0.97203 | -24.1533 | 115 | 9 | 1.1 | 0.9 | 23.25 | -3.54 | 0 | 0
1070 | 2 | 55.6851 | 0 | 0 | 23.0702 | 1 | 1.04 | -4.2288 | 13.8 | 9 | 1.1 | 0.9 | -617.12 | 0 | 0 | 0
1081 | 2 | -164.0442 | 0 | 0 | 602.2047 | 1 | 1.02 | -18.6913 | 230 | 9 | 1.1 | 0.9 | 46.26 | 0 | 0 | 0
1082 | 2 | 76.5648 | 0 | 0 | 67.5334 | 1 | 1.0194 | -5.9104 | 115 | 9 | 1.1 | 0.9 | -589.26 | 7.34 | 0 | 0
1090 | 2 | 94.9065 | 0 | 0 | 277.6347 | 1 | 1.02 | -16.1451 | 115 | 9 | 1.1 | 0.9 | 34.44 | 0 | 0 | 0
2001 | 1 | -5.3702 | 13.7 | 0 | 56.3899 | 2 | 1.0018 | -59.9821 | 161 | 11 | 1.1 | 0.9 | 141.96 | 14.24 | 0 | 0
2004 | 2 | -73.8247 | 0 | 0 | 92.7713 | 2 | 1.0111 | -61.5666 | 13.8 | 11 | 1.1 | 0.9 | 148.2 | 16.97 | 0 | 0
2008 | 1 | 3.7787 | 2.28 | 0 | 28.7452 | 2 | 1.0161 | -32.833 | 161 | 10 | 1.1 | 0.9 | 6.86 | -1.09 | 0 | 0
2019 | 2 | -65.7642 | 0 | 0 | -15.4764 | 2 | 1.0284 | -32.2468 | 20 | 10 | 1.1 | 0.9 | 21.48 | 0.19 | 0 | 0
2057 | 2 | 222.8848 | 0 | 0 | 173.8313 | 2 | 0.99 | -38.7253 | 18 | 11 | 1.1 | 0.9 | 19.33 | 0 | 0 | 0
2071 | 2 | 47.7011 | 0 | 0 | 23.6118 | 2 | 1 | -37.9197 | 18 | 11 | 1.1 | 0.9 | -9.22 | 0 | 0 | 0
2103 | 2 | -51.2771 | 0 | 0 | 96.8159 | 2 | 1.0105 | -62.6733 | 20 | 11 | 1.1 | 0.9 | 150.87 | 18.31 | 0 | 0
2115 | 2 | -136.3089 | 0 | 0 | 46.0843 | 2 | 1.0049 | -52.2396 | 13.8 | 11 | 1.1 | 0.9 | 132.25 | 10.08 | 0 | 0
2127 | 2 | 184.9575 | 0 | 0 | 289.8849 | 2 | 1.04 | -33.9676 | 500 | 10 | 1.1 | 0.9 | 25.38 | 0 | 0 | 0
3002 | 1 | 158.4089 | 31.98 | 0 | 68.2489 | 3 | 0.99254 | -58.5374 | 115 | 28 | 1.1 | 0.9 | 45.23 | 5.45 | 0 | 0
3006 | 1 | 112.5168 | 2.08 | 0 | 71.758 | 3 | 0.99984 | -26.8779 | 115 | 27 | 1.1 | 0.9 | -794.62 | 136.2 | 0 | 0
3028 | 2 | -29.9544 | 0 | 0 | 52.0167 | 3 | 1.0369 | -34.2504 | 18 | 27 | 1.1 | 0.9 | -726.05 | 2398.81 | 0 | 0
3030 | 1 | 253.9198 | 36.75 | 0 | 181.9406 | 3 | 1.0082 | -40.1886 | 115 | 27 | 1.1 | 0.9 | 326.72 | -108.02 | 0 | 0
3034 | 2 | 2.4411 | 0 | 0 | 9.1263 | 3 | 1.03 | -5.7748 | 22 | 27 | 1.1 | 0.9 | -806.79 | 0 | 0 | 0
3045 | 2 | -79.1752 | 0 | 0 | 44.7583 | 3 | 1.0162 | -29.2954 | 13.8 | 27 | 1.1 | 0.9 | 44.29 | -9.74 | 0 | 0
3048 | 2 | 285.5682 | 0 | 0 | 1624.1825 | 3 | 1.018 | -41.6671 | 500 | 27 | 1.1 | 0.9 | 39.18 | -12.01 | 0 | 0
3051 | 1 | 121.1804 | 41.17 | 0 | 117.4393 | 3 | 0.99532 | -36.0158 | 115 | 28 | 1.1 | 0.9 | -129.88 | -5.1 | 0 | 0
3055 | 2 | 165.1166 | 0 | 0 | 82.9398 | 3 | 1.04 | -24.3179 | 13.8 | 27 | 1.1 | 0.9 | 143.92 | 0 | 0 | 0
3060 | 2 | -67.446 | 0 | 0 | 29.8592 | 3 | 1.04 | -16.4291 | 18 | 27 | 1.1 | 0.9 | 49.48 | 0 | 0 | 0
3081 | 2 | -52.4076 | 0 | 0 | 30.8413 | 3 | 1.04 | -19.785 | 20 | 27 | 1.1 | 0.9 | 5.35 | 0 | 0 | 0
3084 | 2 | -43.9663 | 0 | 0 | 23.5745 | 3 | 1 | -18.2029 | 13.8 | 27 | 1.1 | 0.9 | 301.29 | 0 | 0 | 0
3098 | 2 | -25.3055 | 0 | 0 | 10.4968 | 3 | 1.04 | -12.8001 | 13.8 | 27 | 1.1 | 0.9 | -3.11 | 0 | 0 | 0
3106 | 2 | 48.0837 | 0 | 0 | 14.7279 | 3 | 1 | -41.0723 | 13.2 | 28 | 1.1 | 0.9 | 0 | 0 | 0 | 0
3118 | 2 | 35.7726 | 0 | 0 | 22.5905 | 3 | 1 | -11.2677 | 13.8 | 27 | 1.1 | 0.9 | -786.29 | 0 | 0 | 0
3127 | 2 | 682.7283 | 0 | 0 | 138.684 | 3 | 1.0148 | -16.4834 | 115 | 27 | 1.1 | 0.9 | -1516.54 | 2114.75 | 0 | 0
4002 | 1 | 96.8291 | 0.29 | 0 | 25.2067 | 4 | 1.0151 | -53.2544 | 115 | 20 | 1.1 | 0.9 | 7.08 | 1.87 | 0 | 0
4003 | 1 | 127.29 | 36.07 | 0 | 2.516 | 4 | 0.99532 | -72.5889 | 115 | 19 | 1.1 | 0.9 | 1762.88 | 217.81 | 0 | 0
4005 | 1 | 177.1842 | 46.51 | 0 | 94.1289 | 4 | 1.0153 | -60.4718 | 115 | 20 | 1.1 | 0.9 | 14.71 | 8.79 | 0 | 0
4007 | 1 | 243.2916 | 52.04 | 0 | 18.5987 | 4 | 0.99943 | -73.182 | 115 | 19 | 1.1 | 0.9 | 2018.72 | 13.73 | 0 | 0
4010 | 2 | 70.8755 | 0 | 0 | 23.9358 | 4 | 1.03 | -43.8965 | 20 | 21 | 1.1 | 0.9 | -2006.07 | 0 | 0 | 0
4015 | 1 | 145.7809 | 45.28 | 0 | 126.8163 | 4 | 1.02 | -54.6984 | 115 | 20 | 1.1 | 0.9 | -7.27 | 0 | 0 | 0
4017 | 1 | 18.2415 | 25.38 | 0 | 73.2564 | 4 | 1.0082 | -48.63 | 115 | 21 | 1.1 | 0.9 | 619.06 | 69.72 | 0 | 0
4019 | 1 | 146.0207 | 38.48 | 0 | 49.7463 | 4 | 0.98541 | -67.65 | 115 | 19 | 1.1 | 0.9 | 1374.85 | -10.99 | 0 | 0
4020 | 1 | 522.4647 | 33.38 | 0 | 90.7757 | 4 | 0.98245 | -50.4994 | 115 | 21 | 1.1 | 0.9 | 1284.64 | 89.18 | 0 | 0
4026 | 2 | 77.1559 | 0 | 0 | 55.3696 | 4 | 1.03 | -34.9435 | 13.8 | 20 | 1.1 | 0.9 | 21.29 | 0 | 0 | 0
4030 | 2 | 106.0076 | 0 | 0 | 78.334 | 4 | 1.01 | -30.5323 | 13.8 | 21 | 1.1 | 0.9 | 18.97 | 0 | 0 | 0
4033 | 1 | 126.25 | 35.77 | 0 | 1.41 | 4 | 1.002 | -59.0368 | 115 | 20 | 1.1 | 0.9 | 993.05 | 145.14 | 0 | 0
4040 | 1 | 281.942 | 63.94 | 0 | 417.6846 | 4 | 1.02 | -64.9626 | 115 | 19 | 1.1 | 0.9 | 726.55 | 0 | 0 | 0
4042 | 1 | 138.1911 | 60.97 | 0 | 23.2285 | 4 | 1.0098 | -71.1398 | 115 | 19 | 1.1 | 0.9 | 189.84 | 449.77 | 0 | 0
4047 | 2 | 103.9426 | 0 | 0 | 14.5547 | 4 | 1.02 | -55.527 | 13.8 | 19 | 1.1 | 0.9 | 0.01 | 0 | 0 | 0
4061 | 2 | -82.7352 | 0 | 0 | 5.249 | 4 | 1.03 | -34.5189 | 13.8 | 21 | 1.1 | 0.9 | 17.74 | 0 | 0 | 0
4066 | 1 | 206.2808 | 54.27 | 0 | 152.6146 | 4 | 1.0119 | -73.7485 | 115 | 19 | 1.1 | 0.9 | 1978.61 | 308.83 | 0 | 0
4067 | 1 | 159.46 | 45.18 | 0 | 2.0775 | 4 | 0.98768 | -64.7614 | 115 | 19 | 1.1 | 0.9 | 1281 | -28.91 | 0 | 0
4071 | 1 | 153.4728 | 79.75 | 0 | 28.9073 | 4 | 0.99513 | -56.0554 | 115 | 19 | 1.1 | 0.9 | 183.42 | 63.6 | 0 | 0
4075 | 2 | -25.2216 | 0 | 0 | 6.6664 | 4 | 1.0116 | -61.536 | 24 | 19 | 1.1 | 0.9 | 48.5 | 139.19 | 0 | 0
4079 | 1 | 171.21 | 48.51 | 0 | 1.1745 | 4 | 1.0073 | -68.0262 | 115 | 19 | 1.1 | 0.9 | 619.17 | 3.64 | 0 | 0
4085 | 2 | -205.7554 | 0 | 0 | 19.132 | 4 | 1.04 | -42.3592 | 13.8 | 21 | 1.1 | 0.9 | 18.76 | 0 | 0 | 0
4088 | 1 | 257.4096 | 60.21 | 0 | 279.4425 | 4 | 1.02 | -72.8755 | 115 | 19 | 1.1 | 0.9 | 1940.05 | 0 | 0 | 0
4093 | 2 | -6.4969 | 0 | 0 | 1.3811 | 4 | 1.01 | -60.9246 | 13.8 | 19 | 1.1 | 0.9 | 1947.88 | 0 | 0 | 0
4101 | 1 | 172.3308 | 36.31 | 0 | 54.6405 | 4 | 0.99938 | -58.8848 | 115 | 20 | 1.1 | 0.9 | 988.94 | 140.12 | 0 | 0
4103 | 1 | 210.1769 | 53.8 | 0 | 145.6475 | 4 | 1.0049 | -74.238 | 115 | 19 | 1.1 | 0.9 | 2048.22 | 194.16 | 0 | 0
4107 | 1 | 132.4666 | 33.54 | 0 | 2.1332 | 4 | 1.0073 | -72.6608 | 115 | 19 | 1.1 | 0.9 | 2005.96 | 336.43 | 0 | 0
4109 | 1 | 130.644 | 31.41 | 0 | 13.4253 | 4 | 0.98224 | -49.9514 | 115 | 21 | 1.1 | 0.9 | 1838.42 | 609.73 | 0 | 0
4111 | 1 | 135.0203 | 29.49 | 0 | 36.7907 | 4 | 0.98482 | -67.3499 | 115 | 19 | 1.1 | 0.9 | 2167.29 | -34.12 | 0 | 0
4115 | 2 | -30.8522 | 0 | 0 | 9.3183 | 4 | 1.04 | -51.9253 | 13.8 | 20 | 1.1 | 0.9 | 29.46 | 0 | 0 | 0
4122 | 1 | 196.8605 | 41.4 | 0 | 154.0817 | 4 | 1.0069 | -71.8923 | 115 | 19 | 1.1 | 0.9 | 2157.79 | -3.75 | 0 | 0
4126 | 1 | 142.4045 | 36.09 | 0 | 2.1696 | 4 | 1.0042 | -56.484 | 115 | 19 | 1.1 | 0.9 | -36.13 | 46.43 | 0 | 0
4128 | 1 | 124.1049 | 35 | 0 | 93.6116 | 4 | 0.99576 | -69.6755 | 115 | 19 | 1.1 | 0.9 | 1292.25 | 280.72 | 0 | 0
4137 | 2 | 59.3118 | 0 | 0 | 38.4164 | 4 | 1.02 | -50.6297 | 20 | 20 | 1.1 | 0.9 | -0.64 | 0 | 0 | 0
4147 | 1 | 125.8504 | 54.87 | 0 | 176.4906 | 4 | 1.02 | -57.7444 | 115 | 20 | 1.1 | 0.9 | 961.98 | 0 | 0 | 0
4153 | 2 | 10.1294 | 0 | 0 | 55.5942 | 4 | 1.0329 | -48.1316 | 18 | 21 | 1.1 | 0.9 | 78.07 | 45.43 | 0 | 0
4156 | 1 | 106.2013 | 30.6 | 0 | 80.9077 | 4 | 0.99172 | -49.5506 | 115 | 21 | 1.1 | 0.9 | 106.26 | -27.15 | 0 | 0
4157 | 1 | 104.67 | 29.66 | 0 | 0.75 | 4 | 1.004 | -70.3327 | 115 | 19 | 1.1 | 0.9 | 2262.6 | -31.91 | 0 | 0
4171 | 1 | 213.2472 | 47.5 | 0 | 140.1411 | 4 | 1.0093 | -62.4927 | 115 | 19 | 1.1 | 0.9 | 1593.05 | -350.77 | 0 | 0
4181 | 2 | 559.6921 | 0 | 0 | 85.7435 | 4 | 1.0224 | -39.3711 | 230 | 21 | 1.1 | 0.9 | 34.64 | 12.7 | 0 | 0
4183 | 2 | 310.657 | 0 | 0 | 48.952 | 4 | 1.0171 | -49.9102 | 230 | 19 | 1.1 | 0.9 | -15.57 | 18.01 | 0 | 0
4190 | 1 | 194.731 | 37.53 | 0 | 19.0552 | 4 | 1.0056 | -58.6822 | 115 | 20 | 1.1 | 0.9 | 1.05 | 6.43 | 0 | 0
4193 | 1 | 583.8769 | 50.5 | 0 | 18.1444 | 4 | 1.0127 | -53.4738 | 115 | 19 | 1.1 | 0.9 | -5.26 | 15.51 | 0 | 0
4194 | 2 | 147.9131 | 0 | 0 | 72.6841 | 4 | 0.99947 | -61.6021 | 115 | 19 | 1.1 | 0.9 | 1247.21 | -52.92 | 0 | 0
5003 | 1 | 240.2086 | 32.2 | 0 | 36.0856 | 5 | 0.9882 | -70.8775 | 161 | 16 | 1.1 | 0.9 | 549.6 | 24.83 | 0 | 0
5004 | 1 | 135.2438 | 3.31 | 0 | 41.8241 | 5 | 0.98669 | -63.6248 | 161 | 14 | 1.1 | 0.9 | 101.67 | 13.33 | 0 | 0
5005 | 1 | 90.0575 | 2.53 | 0 | 62.117 | 5 | 1.0093 | -55.2029 | 161 | 18 | 1.1 | 0.9 | 40.44 | 1.75 | 0 | 0
5007 | 1 | 152.1342 | 20.42 | 0 | 77.3479 | 5 | 0.99355 | -66.1084 | 161 | 17 | 1.1 | 0.9 | 361.22 | 5.03 | 0 | 0
5008 | 1 | 47.0303 | 2.15 | 0 | 98.0174 | 5 | 1.0061 | -43.5845 | 161 | 15 | 1.1 | 0.9 | -1.92 | 14.44 | 0 | 0
5010 | 1 | 287.454 | 37.93 | 0 | 108.9975 | 5 | 0.99544 | -69.6305 | 161 | 16 | 1.1 | 0.9 | 306.26 | 41.42 | 0 | 0
5011 | 1 | 39.8754 | 2.17 | 0 | 15.6511 | 5 | 1.0036 | -55.4696 | 161 | 13 | 1.1 | 0.9 | 57.86 | 10.67 | 0 | 0
5016 | 1 | -37.3891 | 51.33 | 0 | 127.991 | 5 | 1.0013 | -66.1914 | 161 | 17 | 1.1 | 0.9 | 161.81 | 19.89 | 0 | 0
5022 | 1 | -29.3983 | 39.73 | 0 | 259.6638 | 5 | 0.99761 | -63.1858 | 161 | 17 | 1.1 | 0.9 | 123.63 | 8.5 | 0 | 0
5030 | 1 | 209.3018 | 22.55 | 0 | 101.0427 | 5 | 0.98986 | -66.2936 | 161 | 12 | 1.1 | 0.9 | 135.78 | -1.77 | 0 | 0
5037 | 2 | -81.6711 | 0 | 0 | 45.611 | 5 | 1.02 | -63.3633 | 13.2 | 16 | 1.1 | 0.9 | 16.22 | 0 | 0 | 0
5048 | 1 | 135.2029 | 52.29 | 0 | 38.0372 | 5 | 0.99611 | -64.2594 | 161 | 17 | 1.1 | 0.9 | 119.43 | 13.39 | 0 | 0
5053 | 1 | 322.6975 | 43.29 | 0 | 10.4869 | 5 | 0.98851 | -69.5902 | 161 | 16 | 1.1 | 0.9 | 234.51 | 37.77 | 0 | 0
5057 | 2 | 182.3995 | 0 | 0 | 114.2781 | 5 | 1.0028 | -50.2124 | 13.8 | 12 | 1.1 | 0.9 | 17.98 | -1.58 | 0 | 0
5067 | 2 | 689.9733 | 0 | 0 | 68.5608 | 5 | 1.03 | -59.6097 | 13.8 | 17 | 1.1 | 0.9 | 110.15 | 0 | 0 | 0
5084 | 1 | 147.6853 | 63.52 | 0 | 80.2872 | 5 | 0.99438 | -67.9774 | 161 | 16 | 1.1 | 0.9 | 203.38 | 34.97 | 0 | 0
5090 | 1 | 439.2962 | 30.81 | 0 | 271.1882 | 5 | 0.99722 | -71.0644 | 161 | 16 | 1.1 | 0.9 | 452.38 | 28.03 | 0 | 0
5098 | 1 | 368.1181 | 44.26 | 0 | 294.318 | 5 | 1.0115 | -68.8534 | 161 | 17 | 1.1 | 0.9 | 784.12 | -118.45 | 0 | 0
5103 | 1 | 459.175 | 66.44 | 0 | 242.6221 | 5 | 0.99481 | -69.0101 | 161 | 16 | 1.1 | 0.9 | 226.42 | 36.79 | 0 | 0
5105 | 1 | 132.3069 | 29.83 | 0 | 1.8096 | 5 | 0.99418 | -70.7107 | 161 | 17 | 1.1 | 0.9 | 273.99 | 22.22 | 0 | 0
5117 | 1 | 292.9164 | 36.35 | 0 | 49.9261 | 5 | 0.98455 | -69.2112 | 161 | 17 | 1.1 | 0.9 | 214.2 | 13.05 | 0 | 0
5126 | 1 | 405.0401 | 49.08 | 0 | 80.3541 | 5 | 0.98785 | -71.3578 | 161 | 16 | 1.1 | 0.9 | 422.81 | 36.18 | 0 | 0
5138 | 1 | 296.6683 | 29.76 | 0 | 272.133 | 5 | 1.0131 | -55.5234 | 161 | 13 | 1.1 | 0.9 | 33.65 | 0.46 | 0 | 0
5145 | 1 | 117.86 | 33.39 | 0 | 1.3465 | 5 | 0.9961 | -68.8356 | 161 | 17 | 1.1 | 0.9 | 237.95 | 34.34 | 0 | 0
5147 | 1 | 198.6018 | 30.63 | 0 | 52.981 | 5 | 0.98812 | -70.8647 | 161 | 16 | 1.1 | 0.9 | 261.4 | 37.07 | 0 | 0
5157 | 1 | 294.3496 | 41.55 | 0 | 34.7898 | 5 | 0.98536 | -69.5139 | 161 | 17 | 1.1 | 0.9 | 363.96 | 37.87 | 0 | 0
5158 | 1 | 408.3265 | 47.66 | 0 | 291.6289 | 5 | 1.0115 | -69.7357 | 161 | 16 | 1.1 | 0.9 | 980.15 | 1.33 | 0 | 0
5161 | 1 | 421.1967 | 56.57 | 0 | 401.0119 | 5 | 1.0114 | -71.1923 | 161 | 16 | 1.1 | 0.9 | 662.23 | 11.52 | 0 | 0
5168 | 1 | 218.6069 | 35.61 | 0 | 47.3013 | 5 | 0.98986 | -71.7602 | 161 | 16 | 1.1 | 0.9 | 368.7 | 26.9 | 0 | 0
5175 | 1 | 383.1426 | 33.62 | 0 | 216.8669 | 5 | 0.99522 | -66.6526 | 161 | 17 | 1.1 | 0.9 | 313.99 | 14.47 | 0 | 0
5181 | 1 | 317.6735 | 50.5 | 0 | 22.2649 | 5 | 0.99017 | -70.6393 | 161 | 16 | 1.1 | 0.9 | 468.05 | 40.3 | 0 | 0
5193 | 1 | 133.9246 | 38.19 | 0 | 64.4615 | 5 | 1.0125 | -52.7834 | 161 | 13 | 1.1 | 0.9 | 32.25 | 0.38 | 0 | 0
5203 | 1 | 315.3226 | 41.65 | 0 | 88.1277 | 5 | 0.98827 | -71.0598 | 161 | 16 | 1.1 | 0.9 | 300.79 | 36.78 | 0 | 0
5206 | 2 | 196.2223 | 0 | 0 | 64.3314 | 5 | 1.01 | -52.8854 | 13.8 | 12 | 1.1 | 0.9 | 17.61 | 0 | 0 | 0
5224 | 1 | 457.1044 | 43.88 | 0 | 166.6067 | 5 | 0.99481 | -71.1011 | 161 | 16 | 1.1 | 0.9 | 267.48 | 31.82 | 0 | 0
5234 | 1 | 134.1521 | 40.42 | 0 | 40.0813 | 5 | 0.99084 | -68.2661 | 161 | 16 | 1.1 | 0.9 | 204.02 | 31.99 | 0 | 0
5238 | 2 | -2.0989 | 0 | 0 | 182.8764 | 5 | 1.0013 | -44.7805 | 18 | 12 | 1.1 | 0.9 | 32.51 | 2.18 | 0 | 0
5245 | 1 | 242.0448 | 39.37 | 0 | 138.8127 | 5 | 0.99862 | -70.8261 | 161 | 17 | 1.1 | 0.9 | 274.38 | 15.51 | 0 | 0
5249 | 1 | 183.6941 | 32.49 | 0 | 2.7549 | 5 | 0.99175 | -64.8419 | 161 | 17 | 1.1 | 0.9 | 144.27 | -2.57 | 0 | 0
5250 | 1 | 433.4728 | 46.77 | 0 | 44.9666 | 5 | 0.99881 | -68.3956 | 161 | 16 | 1.1 | 0.9 | 1055.19 | 8.85 | 0 | 0
5251 | 1 | 248.2418 | 34.88 | 0 | 79.8312 | 5 | 0.99406 | -69.7104 | 161 | 17 | 1.1 | 0.9 | 262.46 | 32.44 | 0 | 0
5253 | 1 | 135.4483 | 35.89 | 0 | 2.1923 | 5 | 0.98874 | -69.1268 | 161 | 17 | 1.1 | 0.9 | 295.83 | 22.87 | 0 | 0
5262 | 2 | 1082.3209 | 0 | 0 | 142.1451 | 5 | 1.01 | -49.5362 | 13.8 | 18 | 1.1 | 0.9 | 8.62 | 0 | 0 | 0
5265 | 1 | 282.8935 | 29.45 | 0 | 208.2521 | 5 | 1.0018 | -67.411 | 161 | 17 | 1.1 | 0.9 | 176.75 | 19.79 | 0 | 0
5266 | 1 | 185.8986 | 38.57 | 0 | 145.6873 | 5 | 1.0026 | -69.059 | 161 | 17 | 1.1 | 0.9 | 241.42 | 29.88 | 0 | 0
5273 | 1 | 159.7087 | 32.87 | 0 | 71.3634 | 5 | 1.0138 | -70.8627 | 161 | 17 | 1.1 | 0.9 | 250.31 | 6.77 | 0 | 0
5277 | 1 | 178.9489 | 29.69 | 0 | 32.3832 | 5 | 0.99239 | -69.5357 | 161 | 16 | 1.1 | 0.9 | 339.61 | -0.16 | 0 | 0
5281 | 2 | 259.7922 | 0 | 0 | 53.2619 | 5 | 1.0116 | -47.5906 | 13.8 | 13 | 1.1 | 0.9 | 35.05 | 0.97 | 0 | 0
5287 | 1 | 273.4117 | 52.92 | 0 | 11.8592 | 5 | 0.98974 | -69.8609 | 161 | 17 | 1.1 | 0.9 | 270.95 | 22.98 | 0 | 0
5291 | 1 | 269.7299 | 40.85 | 0 | 147.4875 | 5 | 0.99091 | -68.0868 | 161 | 17 | 1.1 | 0.9 | 220.7 | -53.98 | 0 | 0
5302 | 2 | -100.5647 | 0 | 0 | 43.4898 | 5 | 1.04 | -58.7455 | 13.8 | 16 | 1.1 | 0.9 | 132.94 | 0 | 0 | 0
5305 | 1 | 54.9473 | 53.67 | 0 | 81.0991 | 5 | 0.99889 | -67.4699 | 161 | 16 | 1.1 | 0.9 | 226.7 | 39.18 | 0 | 0
5307 | 1 | 303.3998 | 40.67 | 0 | 2.2682 | 5 | 1.0048 | -70.0692 | 161 | 16 | 1.1 | 0.9 | 243.85 | 18.37 | 0 | 0
5319 | 2 | -114.6474 | 0 | 0 | 49.9449 | 5 | 1.01 | -54.207 | 13.2 | 18 | 1.1 | 0.9 | 2.96 | 0 | 0 | 0
5323 | 1 | 981.6573 | 62.17 | 0 | 175.3735 | 5 | 0.9993 | -68.0082 | 161 | 17 | 1.1 | 0.9 | 220.17 | 35.01 | 0 | 0
5329 | 1 | 269.7142 | 42 | 0 | 26.9364 | 5 | 0.98713 | -70.1832 | 161 | 16 | 1.1 | 0.9 | 471.17 | 37.54 | 0 | 0
5333 | 1 | 248.387 | 30.63 | 0 | 22.0108 | 5 | 0.98394 | -68.8478 | 161 | 14 | 1.1 | 0.9 | 395.99 | 41.13 | 0 | 0
5335 | 1 | 321.6019 | 47.23 | 0 | 58.0281 | 5 | 0.98786 | -71.1491 | 161 | 17 | 1.1 | 0.9 | 297.81 | 32.48 | 0 | 0
5351 | 1 | 362.1443 | 49.38 | 0 | 217.2997 | 5 | 0.99768 | -67.5484 | 161 | 16 | 1.1 | 0.9 | 242.51 | 44.19 | 0 | 0
5360 | 2 | -6.6552 | 0 | 0 | 64.8512 | 5 | 1.01 | -43.7029 | 13.8 | 13 | 1.1 | 0.9 | 33.6 | 0 | 0 | 0
5364 | 2 | 677.4565 | 0 | 0 | 110.7524 | 5 | 1 | -54.885 | 13.8 | 12 | 1.1 | 0.9 | 44.38 | 0 | 0 | 0
5370 | 1 | 105.99 | 30.03 | 0 | 1.267 | 5 | 0.98984 | -68.315 | 161 | 17 | 1.1 | 0.9 | 303.25 | 20.07 | 0 | 0
5373 | 1 | 218.2753 | 44.48 | 0 | 8.194 | 5 | 0.98092 | -70.9899 | 161 | 17 | 1.1 | 0.9 | 2272.44 | 675.62 | 0 | 0
5379 | 1 | 310.7809 | 46.67 | 0 | 162.0705 | 5 | 0.99738 | -69.9312 | 161 | 17 | 1.1 | 0.9 | 213.54 | 13.9 | 0 | 0
5382 | 2 | 6.9654 | 0 | 0 | 54.4249 | 5 | 1.0295 | -60.1211 | 13.8 | 14 | 1.1 | 0.9 | 9.7 | -13.2 | 0 | 0
5385 | 1 | 374.2587 | 68.28 | 0 | 208.6744 | 5 | 1.0052 | -66.9162 | 161 | 16 | 1.1 | 0.9 | 1294.11 | 20.16 | 0 | 0
5400 | 1 | 164.7631 | 30.68 | 0 | 78.558 | 5 | 0.99464 | -67.385 | 161 | 16 | 1.1 | 0.9 | 176.4 | 30.51 | 0 | 0
5411 | 1 | 437.9131 | 34.02 | 0 | 279.6698 | 5 | 1.02 | -54.1835 | 161 | 13 | 1.1 | 0.9 | 35.68 | 0 | 0 | 0
5412 | 1 | 255.3511 | 40.97 | 0 | 94.6299 | 5 | 0.99329 | -69.3224 | 161 | 16 | 1.1 | 0.9 | 289.23 | 42.6 | 0 | 0
5415 | 2 | -82.8249 | 0 | 0 | 46.9189 | 5 | 1 | -49.2855 | 13.8 | 12 | 1.1 | 0.9 | 33.99 | 0 | 0 | 0
5422 | 1 | 131.6145 | 51.83 | 0 | 445.0868 | 5 | 1.02 | -70.3077 | 161 | 17 | 1.1 | 0.9 | 243.65 | 0 | 0 | 0
5429 | 1 | 277.6064 | 30.08 | 0 | 71.6231 | 5 | 0.98637 | -69.2792 | 161 | 17 | 1.1 | 0.9 | 266.29 | -50.38 | 0 | 0
5433 | 1 | 186.991 | 33.14 | 0 | 101.0888 | 5 | 0.99111 | -70.0693 | 161 | 17 | 1.1 | 0.9 | 224.94 | 14.68 | 0 | 0
5439 | 1 | 177.6978 | 32.27 | 0 | 64.2313 | 5 | 0.99772 | -63.421 | 161 | 14 | 1.1 | 0.9 | 97.38 | 11.75 | 0 | 0
5440 | 1 | 354.1258 | 47.35 | 0 | 235.1773 | 5 | 0.99952 | -70.2367 | 161 | 17 | 1.1 | 0.9 | 231.42 | 21.44 | 0 | 0
5441 | 1 | 317.6109 | 41.13 | 0 | 143.2094 | 5 | 0.99391 | -66.8285 | 161 | 17 | 1.1 | 0.9 | 192.57 | 6.22 | 0 | 0
5444 | 2 | 607.6752 | 0 | 0 | 316.8501 | 5 | 1.01 | -59.9041 | 500 | 17 | 1.1 | 0.9 | 95.24 | 0 | 0 | 0
5447 | 1 | 374.0903 | 43.76 | 0 | 40.2683 | 5 | 0.98559 | -68.2603 | 161 | 17 | 1.1 | 0.9 | 192.27 | 15.77 | 0 | 0
5449 | 1 | 154.4731 | 75.65 | 0 | 294.4578 | 5 | 1.0088 | -67.2701 | 161 | 17 | 1.1 | 0.9 | 190.49 | 30.46 | 0 | 0
5452 | 1 | 113.5905 | 30.2 | 0 | 152.0853 | 5 | 1.0174 | -52.603 | 161 | 13 | 1.1 | 0.9 | 32.23 | -0.5 | 0 | 0
5457 | 1 | 235.4807 | 29.34 | 0 | 43.4384 | 5 | 0.99042 | -69.5429 | 161 | 17 | 1.1 | 0.9 | 223.1 | 21.68 | 0 | 0
5463 | 1 | 264.0959 | 45.43 | 0 | 60.0266 | 5 | 0.98966 | -70.8048 | 161 | 17 | 1.1 | 0.9 | 288.45 | 30.53 | 0 | 0
5465 | 1 | 44.3908 | 61.81 | 0 | 82.5153 | 5 | 1.0078 | -67.8659 | 161 | 16 | 1.1 | 0.9 | 196.17 | 19.55 | 0 | 0
5480 | 1 | 192.1138 | 50.78 | 0 | 82.6289 | 5 | 0.99264 | -65.5029 | 161 | 17 | 1.1 | 0.9 | 141.9 | 14.77 | 0 | 0
6001 | 1 | 242.114 | 29.41 | 0 | 279.6759 | 6 | 1.02 | -57.1459 | 115 | 22 | 1.1 | 0.9 | -9.42 | 0 | 0 | 0
6002 | 1 | 139.5717 | 9.2 | 0 | 26.9831 | 6 | 1.002 | -57.1471 | 115 | 26 | 1.1 | 0.9 | 421.05 | 72.56 | 0 | 0
6005 | 1 | 134.2165 | 21.39 | 0 | 151.0798 | 6 | 1.0148 | -46.1515 | 115 | 25 | 1.1 | 0.9 | 196.34 | 16.4 | 0 | 0
6014 | 1 | 111.452 | 1.56 | 0 | 85.425 | 6 | 1.0108 | -51.9809 | 115 | 24 | 1.1 | 0.9 | 717.8 | 0.19 | 0 | 0
6018 | 1 | 267.211 | 0.7 | 0 | 59.5876 | 6 | 0.98899 | -56.8942 | 115 | 23 | 1.1 | 0.9 | 634.76 | 147.18 | 0 | 0
6023 | 1 | 222.8309 | 37.65 | 0 | 35.9173 | 6 | 0.99682 | -55.7441 | 115 | 23 | 1.1 | 0.9 | 115.11 | 40.72 | 0 | 0
6028 | 1 | 303.5973 | 29.28 | 0 | 50.0311 | 6 | 0.98606 | -57.3079 | 115 | 23 | 1.1 | 0.9 | 132.97 | 23.46 | 0 | 0
6035 | 1 | 293.7643 | 58.47 | 0 | 64.209 | 6 | 0.99182 | -56.2031 | 115 | 23 | 1.1 | 0.9 | 765.29 | 139.2 | 0 | 0
6037 | 1 | -2.9191 | 41.8 | 0 | 122.9041 | 6 | 1.0029 | -54.7483 | 115 | 22 | 1.1 | 0.9 | 138.73 | 18.03 | 0 | 0
6047 | 1 | 84.8487 | 42.46 | 0 | 57.8067 | 6 | 1.0061 | -56.7951 | 115 | 26 | 1.1 | 0.9 | 283.16 | 48.92 | 0 | 0
6058 | 1 | 96.6236 | 50.61 | 0 | 110.1012 | 6 | 1.0069 | -51.9476 | 115 | 22 | 1.1 | 0.9 | 746 | 119.51 | 0 | 0
6061 | 1 | 265.7487 | 41.91 | 0 | 64.5449 | 6 | 0.98581 | -58.0929 | 115 | 23 | 1.1 | 0.9 | 808.23 | 132.02 | 0 | 0
6069 | 2 | 219.2774 | 0 | 0 | 84.4536 | 6 | 1.03 | -46.5359 | 18 | 22 | 1.1 | 0.9 | 17.83 | 0 | 0 | 0
6078 | 2 | 438.1374 | 0 | 0 | 86.2351 | 6 | 1.0072 | -29.0246 | 22 | 25 | 1.1 | 0.9 | 19.29 | -11.93 | 0 | 0
6097 | 1 | 159.694 | 29.85 | 0 | 7.028 | 6 | 0.99166 | -56.8836 | 115 | 26 | 1.1 | 0.9 | 189.65 | 5.18 | 0 | 0
6106 | 2 | -90.5341 | 0 | 0 | 83.2451 | 6 | 1.0243 | -32.5166 | 13.8 | 25 | 1.1 | 0.9 | 23.5 | -4.88 | 0 | 0
6111 | 2 | 96.7066 | 0 | 0 | 84.6555 | 6 | 1.04 | -46.4075 | 13.8 | 25 | 1.1 | 0.9 | 18.77 | 0 | 0 | 0
6115 | 1 | 334.0806 | 37.15 | 0 | 47.4595 | 6 | 0.99096 | -57.3624 | 115 | 22 | 1.1 | 0.9 | 337.53 | -35.88 | 0 | 0
6120 | 1 | 220.7284 | 55.33 | 0 | 51.6649 | 6 | 0.9947 | -56.4273 | 115 | 23 | 1.1 | 0.9 | 278.3 | 71.32 | 0 | 0
6121 | 1 | 229.1946 | 34.23 | 0 | 119.824 | 6 | 1.0012 | -57.006 | 115 | 26 | 1.1 | 0.9 | 290.33 | -15.89 | 0 | 0
6147 | 2 | 519.9391 | 0 | 0 | 91.8192 | 6 | 1.03 | -44.1096 | 13.8 | 22 | 1.1 | 0.9 | 18.17 | 0 | 0 | 0
6150 | 1 | 228.8425 | 33.23 | 0 | 168.1743 | 6 | 1.0095 | -57.9343 | 115 | 26 | 1.1 | 0.9 | 259.71 | 25.52 | 0 | 0
6153 | 1 | 121.355 | 30.59 | 0 | 34.0658 | 6 | 0.99054 | -55.2543 | 115 | 26 | 1.1 | 0.9 | 390.52 | -34.67 | 0 | 0
6164 | 2 | -8.9752 | 0 | 0 | 69.4781 | 6 | 1.03 | -44.8808 | 13.8 | 22 | 1.1 | 0.9 | 16.13 | 0 | 0 | 0
6168 | 1 | 413.1964 | 39.17 | 0 | 70.8448 | 6 | 0.99023 | -58.2115 | 115 | 26 | 1.1 | 0.9 | 239.98 | 32.01 | 0 | 0
6171 | 1 | 37.8359 | 32.23 | 0 | 42.4008 | 6 | 1.0031 | -53.49 | 115 | 26 | 1.1 | 0.9 | 38.61 | 8.35 | 0 | 0
6178 | 1 | 121.4072 | 38.09 | 0 | 107.17 | 6 | 1.006 | -55.3367 | 115 | 26 | 1.1 | 0.9 | 1123.12 | 198.56 | 0 | 0
6199 | 1 | 485.717 | 67.93 | 0 | 330.9643 | 6 | 1.0052 | -56.0721 | 115 | 26 | 1.1 | 0.9 | 161.79 | 19.8 | 0 | 0
6203 | 1 | 241.3796 | 33.32 | 0 | 70.9257 | 6 | 0.9887 | -58.0167 | 115 | 26 | 1.1 | 0.9 | 413.13 | -58.27 | 0 | 0
6205 | 1 | 214.5236 | 34.55 | 0 | 31.4963 | 6 | 0.98466 | -57.3896 | 115 | 23 | 1.1 | 0.9 | 19.62 | 6.24 | 0 | 0
6208 | 1 | 368.1568 | 39.94 | 0 | 101.1749 | 6 | 0.98462 | -58.8038 | 115 | 23 | 1.1 | 0.9 | 731.26 | 101.44 | 0 | 0
6214 | 2 | -164.1445 | 0 | 0 | 51.3404 | 6 | 1.04 | -38.3642 | 13.8 | 23 | 1.1 | 0.9 | 21.48 | 0 | 0 | 0
6223 | 1 | 153.2272 | 47.27 | 0 | 70.0463 | 6 | 0.98907 | -56.5988 | 115 | 23 | 1.1 | 0.9 | -51.64 | -16.1 | 0 | 0
6224 | 1 | 203.7439 | 33.06 | 0 | 48.391 | 6 | 0.98249 | -58.7196 | 115 | 23 | 1.1 | 0.9 | 748.94 | 123.9 | 0 | 0
6230 | 1 | 264.6823 | 54.26 | 0 | 170.1909 | 6 | 0.9994 | -55.5646 | 115 | 22 | 1.1 | 0.9 | 107.04 | 10.1 | 0 | 0
6236 | 1 | 259.7027 | 48.03 | 0 | 166.5505 | 6 | 0.99902 | -55.0237 | 115 | 26 | 1.1 | 0.9 | 69.79 | 14.89 | 0 | 0
6238 | 1 | 281.6503 | 38.19 | 0 | 29.6567 | 6 | 0.97942 | -58.5262 | 115 | 23 | 1.1 | 0.9 | 1273.7 | 184.76 | 0 | 0
6241 | 1 | 46.0018 | 49.79 | 0 | 51.5928 | 6 | 0.994 | -53.6859 | 115 | 22 | 1.1 | 0.9 | 281.04 | -2.99 | 0 | 0
6275 | 1 | 217.2803 | 31.34 | 0 | 48.1684 | 6 | 0.9849 | -57.4154 | 115 | 26 | 1.1 | 0.9 | 432.99 | -68.88 | 0 | 0
6278 | 1 | 146.0137 | 38.44 | 0 | 49.4537 | 6 | 0.99584 | -55.3289 | 115 | 23 | 1.1 | 0.9 | 851.62 | 285.64 | 0 | 0
6280 | 1 | 99.5231 | 38.54 | 0 | 72.9344 | 6 | 1.0066 | -51.9464 | 115 | 22 | 1.1 | 0.9 | 683.79 | 68.68 | 0 | 0
6288 | 1 | 320.9839 | 47.19 | 0 | 79.2851 | 6 | 0.98899 | -56.8126 | 115 | 26 | 1.1 | 0.9 | 144.01 | 8.64 | 0 | 0
6295 | 2 | -160.7915 | 0 | 0 | 76.2367 | 6 | 1.0211 | -48.0335 | 13.8 | 23 | 1.1 | 0.9 | 13.29 | -6.43 | 0 | 0
6302 | 2 | 526.4603 | 0 | 0 | 51.0612 | 6 | 1.014 | -43.6695 | 22 | 22 | 1.1 | 0.9 | 18.65 | -3.33 | 0 | 0
6330 | 1 | 262.3261 | 37.9 | 0 | 102.2912 | 6 | 0.98319 | -59.179 | 115 | 23 | 1.1 | 0.9 | 1597.32 | 40.1 | 0 | 0
6335 | 1 | 200.3869 | 46.67 | 0 | 43.69 | 6 | 0.99304 | -55.6169 | 115 | 26 | 1.1 | 0.9 | 46.98 | 13.48 | 0 | 0
6344 | 1 | 345.33 | 44.99 | 0 | 114.8938 | 6 | 0.99852 | -55.6068 | 115 | 23 | 1.1 | 0.9 | -271.72 | -63.94 | 0 | 0
6349 | 2 | 1526.9121 | 0 | 0 | 392.8432 | 6 | 1.0272 | -49.6522 | 500 | 23 | 1.1 | 0.9 | 0.07 | -12.25 | 0 | 0
6352 | 1 | 225.4217 | 34.5 | 0 | 114.87 | 6 | 1.0048 | -56.8257 | 115 | 26 | 1.1 | 0.9 | 201.58 | 17.48 | 0 | 0
6355 | 1 | 238.1793 | 43.02 | 0 | 69.3611 | 6 | 0.99845 | -55.2517 | 115 | 23 | 1.1 | 0.9 | 109.77 | 16.91 | 0 | 0
7001 | 1 | 135.8438 | 2.64 | 0 | 38.0673 | 7 | 0.99883 | -35.8973 | 115 | 6 | 1.1 | 0.9 | 128.96 | 18.58 | 0 | 0
7004 | 1 | -32.563 | 62.88 | 0 | 39.0017 | 7 | 1.0089 | -34.1454 | 115 | 4 | 1.1 | 0.9 | 358.9 | 80.4 | 0 | 0
7010 | 1 | 170.1892 | 4.43 | 0 | 37.65 | 7 | 0.98341 | -42.9026 | 115 | 5 | 1.1 | 0.9 | 953.38 | 175.93 | 0 | 0
7012 | 1 | 72.1146 | 0.27 | 0 | 9.8832 | 7 | 0.97807 | -38.9259 | 115 | 3 | 1.1 | 0.9 | 448.12 | 114.81 | 0 | 0
7013 | 1 | 138.05 | 39.11 | 0 | 0.665 | 7 | 0.99052 | -40.6405 | 115 | 5 | 1.1 | 0.9 | 1936.46 | 38.11 | 0 | 0
7017 | 1 | 322.3186 | 38.48 | 0 | 218.2516 | 7 | 0.99362 | -39.5398 | 115 | 3 | 1.1 | 0.9 | 680.67 | 95.46 | 0 | 0
7024 | 2 | -134.3347 | 0 | 0 | 75.8378 | 7 | 1.0285 | -32.2249 | 18 | 6 | 1.1 | 0.9 | 41.8 | 2.78 | 0 | 0
7039 | 1 | 107.8691 | 66.73 | 0 | 24.1252 | 7 | 0.99874 | -37.255 | 115 | 3 | 1.1 | 0.9 | 1232.46 | 94.67 | 0 | 0
7045 | 2 | -67.0535 | 0 | 0 | 36.6885 | 7 | 1.03 | -29.6006 | 20 | 6 | 1.1 | 0.9 | 38.31 | 0 | 0 | 0
7049 | 1 | 297.6223 | 80.22 | 0 | 80.6953 | 7 | 1.0026 | -38.5892 | 115 | 3 | 1.1 | 0.9 | 1377.38 | 47.61 | 0 | 0
7051 | 1 | 388.2298 | 39.89 | 0 | 180.923 | 7 | 0.99116 | -39.3216 | 115 | 3 | 1.1 | 0.9 | 486.11 | 35.74 | 0 | 0
7052 | 1 | 237.4897 | 30.22 | 0 | 116.505 | 7 | 0.99342 | -37.586 | 115 | 3 | 1.1 | 0.9 | 1042.11 | 38.84 | 0 | 0
7057 | 1 | 332.0887 | 30.06 | 0 | 74.5766 | 7 | 0.98456 | -40.9506 | 115 | 5 | 1.1 | 0.9 | 295.56 | 65.09 | 0 | 0
7069 | 1 | 80.8351 | 14.5 | 0 | 18.0489 | 7 | 1.001 | -33.9157 | 115 | 1 | 1.1 | 0.9 | 812.09 | 124.42 | 0 | 0
7072 | 1 | 217.6051 | 32.99 | 0 | 79.0404 | 7 | 1.0025 | -35.0124 | 115 | 4 | 1.1 | 0.9 | 112.31 | -4.62 | 0 | 0
7074 | 1 | 109.1017 | 19.59 | 0 | 49.5876 | 7 | 1.0084 | -33.7946 | 115 | 2 | 1.1 | 0.9 | 71.58 | -7.39 | 0 | 0
7075 | 1 | 204.4472 | 45.58 | 0 | 348.3206 | 7 | 1.0134 | -35.3282 | 115 | 4 | 1.1 | 0.9 | 379.95 | 76.46 | 0 | 0
7084 | 1 | 99.1607 | 60.84 | 0 | 22.1091 | 7 | 1.0038 | -33.7156 | 115 | 4 | 1.1 | 0.9 | 43.61 | -15.83 | 0 | 0
7091 | 1 | 256.5547 | 59.69 | 0 | 311.4223 | 7 | 1.02 | -39.739 | 115 | 3 | 1.1 | 0.9 | 674.56 | 0 | 0 | 0
7098 | 3 | -219.0056 | 0 | 0 | 22.6953 | 7 | 1 | 0 | 13.8 | 1 | 1.1 | 0.9 | 7.46 | 0 | 0 | 0
7101 | 1 | 278.8569 | 60.21 | 0 | 98.4784 | 7 | 0.9962 | -38.4429 | 115 | 3 | 1.1 | 0.9 | 1116.45 | 96.9 | 0 | 0
7102 | 1 | 211.2231 | 33.45 | 0 | 31.356 | 7 | 0.9797 | -40.8225 | 115 | 5 | 1.1 | 0.9 | 354.3 | 59.89 | 0 | 0
7118 | 1 | 121.15 | 34.33 | 0 | 0.636 | 7 | 0.98029 | -40.4055 | 115 | 5 | 1.1 | 0.9 | 406.22 | 62.91 | 0 | 0
7124 | 1 | 358.2905 | 46.65 | 0 | 107.7688 | 7 | 0.98768 | -38.5943 | 115 | 3 | 1.1 | 0.9 | 728.01 | 86.06 | 0 | 0
7127 | 1 | -460.87 | 63.34 | 0 | 76.6053 | 7 | 1.0045 | -34.5289 | 115 | 3 | 1.1 | 0.9 | 249.15 | 138.18 | 0 | 0
7138 | 2 | 923.3336 | 0 | 0 | 37.1149 | 7 | 1.0253 | -22.988 | 13.8 | 4 | 1.1 | 0.9 | 47.04 | -3.78 | 0 | 0
7145 | 1 | 246.8652 | 40.74 | 0 | 304.8535 | 7 | 1.02 | -41.1233 | 115 | 4 | 1.1 | 0.9 | 487 | 0 | 0 | 0
7157 | 1 | 415.2403 | 46.42 | 0 | 176.8259 | 7 | 0.99317 | -38.7563 | 115 | 5 | 1.1 | 0.9 | 309.64 | 57.92 | 0 | 0
7170 | 2 | -170.4571 | 0 | 0 | 39.5965 | 7 | 1.04 | -29.0975 | 18 | 3 | 1.1 | 0.9 | 17.38 | 0 | 0 | 0
7173 | 1 | 295.2611 | 31.89 | 0 | 63.0242 | 7 | 0.9768 | -40.4685 | 115 | 4 | 1.1 | 0.9 | 934.47 | 26.29 | 0 | 0
7174 | 1 | 167.4897 | 35.32 | 0 | 11.7425 | 7 | 0.9889 | -35.8911 | 115 | 4 | 1.1 | 0.9 | 1811.39 | 362.07 | 0 | 0
7177 | 1 | 211.1644 | 59.96 | 0 | 38.0086 | 7 | 0.985 | -39.6556 | 115 | 5 | 1.1 | 0.9 | 343.92 | 59.62 | 0 | 0
7178 | 1 | 247.8014 | 34.71 | 0 | 36.9962 | 7 | 0.98094 | -40.6281 | 115 | 3 | 1.1 | 0.9 | 549.91 | 73.35 | 0 | 0
7181 | 1 | 229.6818 | 42.21 | 0 | 25.8205 | 7 | 0.98127 | -40.5475 | 115 | 3 | 1.1 | 0.9 | 1096.68 | 157.82 | 0 | 0
7185 | 1 | -138.0961 | 47.86 | 0 | 36.8261 | 7 | 1.006 | -31.0875 | 115 | 3 | 1.1 | 0.9 | 1268.26 | 219.89 | 0 | 0
7201 | 1 | 248.4619 | 61.42 | 0 | 212.6499 | 7 | 1.0059 | -39.2021 | 115 | 5 | 1.1 | 0.9 | 2211.45 | 17.55 | 0 | 0
7208 | 2 | 685.6984 | 0 | 0 | 36.0569 | 7 | 1.04 | -20.7691 | 18 | 4 | 1.1 | 0.9 | 25.73 | 0 | 0 | 0
7221 | 1 | 448.3661 | 48.05 | 0 | 64.5567 | 7 | 0.98786 | -38.8335 | 115 | 3 | 1.1 | 0.9 | 825.31 | 32.62 | 0 | 0
7225 | 1 | 184.6246 | 31.57 | 0 | 52.3002 | 7 | 0.98212 | -41.0719 | 115 | 3 | 1.1 | 0.9 | 1271.97 | 69.34 | 0 | 0
7229 | 1 | 107.1401 | 80.87 | 0 | 41.2058 | 7 | 1.0008 | -36.2211 | 115 | 3 | 1.1 | 0.9 | 235.6 | 50.75 | 0 | 0
7235 | 1 | 242.151 | 42.96 | 0 | 212.8968 | 7 | 1.02 | -42.3474 | 115 | 3 | 1.1 | 0.9 | 1316.48 | 0 | 0 | 0
7240 | 1 | 169.4977 | 30.51 | 0 | 108.7972 | 7 | 0.99722 | -39.3177 | 115 | 3 | 1.1 | 0.9 | 1200.19 | -507.33 | 0 | 0
7246 | 1 | 230.7462 | 56.53 | 0 | 5.6047 | 7 | 0.97673 | -41.3673 | 115 | 3 | 1.1 | 0.9 | 1509.8 | 99.38 | 0 | 0
7248 | 1 | 344.5023 | 62.48 | 0 | 22.5601 | 7 | 0.98233 | -40.0579 | 115 | 3 | 1.1 | 0.9 | 771.38 | 192.44 | 0 | 0
7257 | 1 | 237.49 | 36.03 | 0 | 9.6412 | 7 | 0.9868 | -36.8626 | 115 | 4 | 1.1 | 0.9 | 1305.96 | 235.28 | 0 | 0
7259 | 1 | 217.0581 | 41.38 | 0 | 23.3774 | 7 | 0.99832 | -37.7653 | 115 | 4 | 1.1 | 0.9 | 594.73 | 45.06 | 0 | 0
7260 | 1 | 140.8375 | 35.31 | 0 | 19.4029 | 7 | 0.99713 | -35.8554 | 115 | 4 | 1.1 | 0.9 | 265.32 | 49.16 | 0 | 0
7279 | 1 | 146.1052 | 42.08 | 0 | 74.9662 | 7 | 1.0084 | -33.1881 | 115 | 4 | 1.1 | 0.9 | 222.2 | 22.39 | 0 | 0
7283 | 1 | 209.1919 | 31.02 | 0 | 12.8701 | 7 | 1.0005 | -32.8789 | 115 | 4 | 1.1 | 0.9 | 206.32 | 9.73 | 0 | 0
7295 | 1 | 232.0803 | 29.57 | 0 | 23.2403 | 7 | 0.98382 | -40.0236 | 115 | 5 | 1.1 | 0.9 | 432.1 | 74.38 | 0 | 0
7311 | 2 | -109.448 | 0 | 0 | 62.5392 | 7 | 1.0323 | -23.6244 | 24 | 1 | 1.1 | 0.9 | 27 | 3.3 | 0 | 0
7317 | 1 | 289.1323 | 40.49 | 0 | 26.9417 | 7 | 0.99273 | -35.6948 | 115 | 4 | 1.1 | 0.9 | 1548 | 301.33 | 0 | 0
7318 | 1 | 221.236 | 31.78 | 0 | 15.9698 | 7 | 0.98173 | -37.9957 | 115 | 4 | 1.1 | 0.9 | 1801.87 | 300.14 | 0 | 0
7330 | 1 | 424.6014 | 55.55 | 0 | 144.1743 | 7 | 0.98861 | -38.9959 | 115 | 3 | 1.1 | 0.9 | 849.84 | -32.03 | 0 | 0
7336 | 1 | 397.4444 | 30.51 | 0 | 247.9691 | 7 | 0.99882 | -37.3407 | 115 | 3 | 1.1 | 0.9 | 416.04 | 254.25 | 0 | 0
7338 | 1 | 364.3938 | 30.94 | 0 | 32.5958 | 7 | 0.98803 | -37.8848 | 115 | 4 | 1.1 | 0.9 | 836.24 | 76.49 | 0 | 0
7343 | 1 | 135.8804 | 52.36 | 0 | 9.7752 | 7 | 0.97878 | -38.0483 | 115 | 3 | 1.1 | 0.9 | 225.81 | 67.52 | 0 | 0
7353 | 2 | 3000.2355 | 0 | 0 | 34.5404 | 7 | 1.04 | -20.3169 | 13.8 | 3 | 1.1 | 0.9 | 19.64 | 0 | 0 | 0
7375 | 2 | -134.6874 | 0 | 0 | 5.169 | 7 | 1.04 | -22.8432 | 18 | 4 | 1.1 | 0.9 | 48.91 | 0 | 0 | 0
7385 | 1 | 135.24 | 38.32 | 0 | 0.823 | 7 | 0.9855 | -40.4316 | 115 | 3 | 1.1 | 0.9 | 765.52 | 123.22 | 0 | 0
7386 | 1 | 190.6874 | 31.68 | 0 | 84.2851 | 7 | 0.9896 | -39.3044 | 115 | 3 | 1.1 | 0.9 | 634.16 | 262.2 | 0 | 0
7387 | 1 | 221.229 | 45.54 | 0 | 3.3913 | 7 | 0.97987 | -39.6792 | 115 | 4 | 1.1 | 0.9 | 169.46 | 46.3 | 0 | 0
7389 | 2 | 883.036 | 0 | 0 | 298.8914 | 7 | 1.0308 | -34.571 | 500 | 5 | 1.1 | 0.9 | 42.92 | -4.07 | 0 | 0
7397 | 1 | 128.1245 | 29.95 | 0 | 106.3355 | 7 | 1.0118 | -39.9941 | 115 | 3 | 1.1 | 0.9 | 1048.92 | 150.54 | 0 | 0
7400 | 2 | 1519.1943 | 0 | 0 | 259.8568 | 7 | 1.0259 | -26.0968 | 500 | 4 | 1.1 | 0.9 | 33.43 | -7.73 | 0 | 0
7404 | 1 | 300.7696 | 50.36 | 0 | 38.8691 | 7 | 0.9813 | -40.8525 | 115 | 5 | 1.1 | 0.9 | 648.3 | 67.62 | 0 | 0
7406 | 2 | 2394.9099 | 0 | 0 | 432.8309 | 7 | 1.0201 | -29.008 | 500 | 6 | 1.1 | 0.9 | 75.44 | 3.45 | 0 | 0
7410 | 1 | 153.5588 | 61.11 | 0 | 32.3257 | 7 | 0.98814 | -38.1912 | 115 | 3 | 1.1 | 0.9 | 1785.43 | 176.67 | 0 | 0
7422 | 2 | -261.5042 | 0 | 0 | 235.7017 | 7 | 1.04 | -27.5506 | 500 | 2 | 1.1 | 0.9 | -49.71 | 0 | 0 | 0
7425 | 1 | 140.6126 | 30.03 | 0 | 18.5102 | 7 | 0.98196 | -41.0481 | 115 | 3 | 1.1 | 0.9 | 1528.79 | 66.89 | 0 | 0
7427 | 1 | 376.246 | 44.33 | 0 | 98.0436 | 7 | 0.98162 | -40.7536 | 115 | 3 | 1.1 | 0.9 | 1164.98 | 97.59 | 0 | 0
7428 | 2 | -474.4157 | 0 | 0 | 198.0198 | 7 | 1.04 | -27.6143 | 500 | 2 | 1.1 | 0.9 | 12.44 | 0 | 0 | 0
8001 | 1 | 95.5649 | 3.07 | 0 | 66.2659 | 8 | 1.0154 | -57.862 | 115 | 7 | 1.1 | 0.9 | 101.5 | 12.04 | 0 | 0
8002 | 1 | 204.9211 | 3.35 | 0 | 92.8124 | 8 | 1.0071 | -71.0264 | 115 | 8 | 1.1 | 0.9 | 629.18 | -42.91 | 0 | 0
8033 | 2 | 18.8721 | 0 | 0 | 14.4811 | 8 | 1.0257 | -36.8531 | 13.8 | 7 | 1.1 | 0.9 | 63.84 | 2.35 | 0 | 0
8060 | 2 | -41.9918 | 0 | 0 | 118.6725 | 8 | 1.0237 | -58.1412 | 13.8 | 7 | 1.1 | 0.9 | 30.66 | -2.29 | 0 | 0
8070 | 2 | 557.6323 | 0 | 0 | 88.3444 | 8 | 1.0119 | -52.2329 | 13.8 | 7 | 1.1 | 0.9 | 33.58 | -0.29 | 0 | 0
8077 | 2 | 416.4804 | 0 | 0 | 141.8194 | 8 | 1.03 | -48.9164 | 13.8 | 8 | 1.1 | 0.9 | 68.05 | 0 | 0 | 0
8087 | 2 | -242.7686 | 0 | 0 | 31.7206 | 8 | 1.0316 | -46.7842 | 18 | 7 | 1.1 | 0.9 | 31.43 | 0.15 | 0 | 0
8095 | 1 | 161.4327 | 41.6 | 0 | 25.3735 | 8 | 0.98963 | -46.0984 | 115 | 7 | 1.1 | 0.9 | 85.77 | 8.83 | 0 | 0
8116 | 2 | 312.1203 | 0 | 0 | 147.168 | 8 | 1.03 | -59.0376 | 13.8 | 8 | 1.1 | 0.9 | 22.73 | -2.62 | 0 | 0
8129 | 2 | 1697.3365 | 0 | 0 | 262.4869 | 8 | 1.03 | -51.7569 | 18 | 8 | 1.1 | 0.9 | 121.37 | 0 | 0 | 0
8134 | 1 | 414.1917 | 31.59 | 0 | 241.5356 | 8 | 1.015 | -66.5702 | 115 | 8 | 1.1 | 0.9 | -52.05 | 19.16 | 0 | 0
8140 | 1 | 301.9761 | 47.75 | 0 | 105.3279 | 8 | 0.99062 | -46.5751 | 115 | 7 | 1.1 | 0.9 | 89.65 | 7.78 | 0 | 0
8147 | 2 | 604.0912 | 0 | 0 | 184.5332 | 8 | 1.0082 | -59.8655 | 230 | 7 | 1.1 | 0.9 | 32.46 | 2.04 | 0 | 0
8155 | 2 | 282.8269 | 0 | 0 | 241.7477 | 8 | 1.027 | -47.4904 | 500 | 7 | 1.1 | 0.9 | 33.51 | 0.48 | 0 | 0
8158 | 2 | 196.7175 | 0 | 0 | 172.2916 | 8 | 1.0222 | -38.9444 | 500 | 7 | 1.1 | 0.9 | 66.94 | 1.36 | 0 | 0

## Gen
Bus | Pg | Qg | Qmax | Qmin | Vg | mBase | status | Pmax | Pmin | Pc1 | Pc2 | Qc1min | Qc1max | Qc2min | Qc2max | ramp_agc | ramp_10 | ramp_30 | ramp_q | apf | mu_Pmax | mu_Pmin | mu_Qmax | mu_Qmin
1004 | 158.25 | -30.38 | 44.94 | -30.38 | 1.01 | 253.2 | 1 | 158.25 | 158.25 | 0 | 0 | 0 | 0 | 0 | 0 | 0 | 0 | 0 | 0 | 211 | 0 | 0 | 0 | 0
1063 | 25.73 | -4.35 | 7.31 | -4.94 | 1 | 41.16 | 1 | 25.73 | 25.73 | 0 | 0 | 0 | 0 | 0 | 0 | 0 | 0 | 0 | 0 | 34.3 | 0 | 0 | 0 | 0
1070 | 61.87 | -11.88 | 17.57 | -11.88 | 1 | 99 | 1 | 61.87 | 61.87 | 0 | 0 | 0 | 0 | 0 | 0 | 0 | 0 | 0 | 0 | 82.5 | 0 | 0 | 0 | 0
1082 | 9.97 | 0 | 0 | 0 | 1 | 12 | 1 | 10 | 3 | 0 | 0 | 0 | 0 | 0 | 0 | 0 | 0 | 0 | 0 | 10 | 0 | 0 | 0 | 0
1064 | 149.63 | -23.15 | 42.49 | -28.73 | 1 | 239.4 | 1 | 149.63 | 149.63 | 0 | 0 | 0 | 0 | 0 | 0 | 0 | 0 | 0 | 0 | 199.5 | 0 | 0 | 0 | 0
1004 | 135 | 2.26 | 38.34 | -25.92 | 1.01 | 216 | 1 | 135 | 135 | 0 | 0 | 0 | 0 | 0 | 0 | 0 | 0 | 0 | 0 | 180 | 0 | 0 | 0 | 0
1064 | 93.15 | -3.42 | 26.45 | -17.88 | 1 | 149.04 | 1 | 93.15 | 93.15 | 0 | 0 | 0 | 0 | 0 | 0 | 0 | 0 | 0 | 0 | 124.2 | 0 | 0 | 0 | 0
1033 | 208.5 | -40.03 | 59.21 | -40.03 | 1 | 333.6 | 1 | 208.5 | 208.5 | 0 | 0 | 0 | 0 | 0 | 0 | 0 | 0 | 0 | 0 | 278 | 0 | 0 | 0 | 0
1033 | 67.5 | -6.87 | 19.17 | -12.96 | 1 | 108 | 1 | 67.5 | 67.5 | 0 | 0 | 0 | 0 | 0 | 0 | 0 | 0 | 0 | 0 | 90 | 0 | 0 | 0 | 0
1082 | 110.63 | -16.65 | 31.42 | -21.24 | 1 | 177 | 1 | 110.63 | 110.63 | 0 | 0 | 0 | 0 | 0 | 0 | 0 | 0 | 0 | 0 | 147.5 | 0 | 0 | 0 | 0
1063 | 0 | 0 | 25.96 | -17.55 | 1 | 146.28 | 0 | 121.9 | 36.57 | 0 | 0 | 0 | 0 | 0 | 0 | 0 | 0 | 0 | 0 | 121.9 | 0 | 0 | 0 | 0
1063 | 44.1 | -1.16 | 12.52 | -8.47 | 1 | 70.56 | 1 | 44.1 | 44.1 | 0 | 0 | 0 | 0 | 0 | 0 | 0 | 0 | 0 | 0 | 58.8 | 0 | 0 | 0 | 0
1048 | 0 | 0 | 165.53 | -36.1 | 1 | 390.24 | 0 | 325.2 | 97.56 | 0 | 0 | 0 | 0 | 0 | 0 | 0 | 0 | 0 | 0 | 325.2 | 0 | 0 | 0 | 0
1048 | 0 | 0 | 165.53 | -36.1 | 1 | 390.24 | 0 | 325.2 | 97.56 | 0 | 0 | 0 | 0 | 0 | 0 | 0 | 0 | 0 | 0 | 325.2 | 0 | 0 | 0 | 0
1048 | 89.15 | -4.14 | 45.5 | -9.92 | 1 | 107.28 | 1 | 89.4 | 26.82 | 0 | 0 | 0 | 0 | 0 | 0 | 0 | 0 | 0 | 0 | 89.4 | 0 | 0 | 0 | 0
1048 | 89.15 | -2.88 | 45.5 | -9.92 | 1 | 107.28 | 1 | 89.4 | 26.82 | 0 | 0 | 0 | 0 | 0 | 0 | 0 | 0 | 0 | 0 | 89.4 | 0 | 0 | 0 | 0
1048 | 89.15 | -7.04 | 45.5 | -9.92 | 1 | 107.28 | 1 | 89.4 | 26.82 | 0 | 0 | 0 | 0 | 0 | 0 | 0 | 0 | 0 | 0 | 89.4 | 0 | 0 | 0 | 0
1081 | 0 | 0 | 91.01 | -19.85 | 1 | 214.56 | 0 | 178.8 | 53.64 | 0 | 0 | 0 | 0 | 0 | 0 | 0 | 0 | 0 | 0 | 178.8 | 0 | 0 | 0 | 0
1064 | 0 | 0 | 25.56 | -17.28 | 1 | 144 | 0 | 120 | 36 | 0 | 0 | 0 | 0 | 0 | 0 | 0 | 0 | 0 | 0 | 120 | 0 | 0 | 0 | 0
1070 | 0 | 0 | 2.85 | -0.62 | 1.04 | 6.72 | 0 | 5.6 | 1.68 | 0 | 0 | 0 | 0 | 0 | 0 | 0 | 0 | 0 | 0 | 5.6 | 0 | 0 | 0 | 0
1070 | 0 | 0 | 1.02 | -0.22 | 1.04 | 2.4 | 0 | 2 | 0.6 | 0 | 0 | 0 | 0 | 0 | 0 | 0 | 0 | 0 | 0 | 2 | 0 | 0 | 0 | 0
1063 | 0 | 0 | 0 | 0 | 1.01 | 1.8 | 0 | 1.5 | 0.45 | 0 | 0 | 0 | 0 | 0 | 0 | 0 | 0 | 0 | 0 | 1.5 | 0 | 0 | 0 | 0
1063 | 0 | 0 | 0 | 0 | 1.01 | 276 | 0 | 230 | 69 | 0 | 0 | 0 | 0 | 0 | 0 | 0 | 0 | 0 | 0 | 230 | 0 | 0 | 0 | 0
1063 | 106.88 | -0.83 | 30.35 | -20.52 | 1 | 171 | 1 | 106.88 | 106.88 | 0 | 0 | 0 | 0 | 0 | 0 | 0 | 0 | 0 | 0 | 142.5 | 0 | 0 | 0 | 0
1070 | 120.38 | 25.49 | 34.19 | -23.11 | 1.04 | 192.6 | 1 | 120.38 | 120.38 | 0 | 0 | 0 | 0 | 0 | 0 | 0 | 0 | 0 | 0 | 160.5 | 0 | 0 | 0 | 0
1001 | 191.59 | 30.82 | 97.8 | -21.33 | 1.01 | 230.56 | 1 | 192.13 | 57.64 | 0 | 0 | 0 | 0 | 0 | 0 | 0 | 0 | 0 | 0 | 192.13 | 0 | 0 | 0 | 0
1001 | 191.59 | 35.97 | 97.8 | -21.33 | 1.01 | 230.56 | 1 | 192.13 | 57.64 | 0 | 0 | 0 | 0 | 0 | 0 | 0 | 0 | 0 | 0 | 192.13 | 0 | 0 | 0 | 0
1001 | 191.59 | 32.68 | 97.8 | -21.33 | 1.01 | 230.56 | 1 | 192.13 | 57.64 | 0 | 0 | 0 | 0 | 0 | 0 | 0 | 0 | 0 | 0 | 192.13 | 0 | 0 | 0 | 0
1001 | 191.59 | 34.38 | 97.8 | -21.33 | 1.01 | 230.56 | 1 | 192.13 | 57.64 | 0 | 0 | 0 | 0 | 0 | 0 | 0 | 0 | 0 | 0 | 192.13 | 0 | 0 | 0 | 0
1001 | 0 | 0 | 97.8 | -21.33 | 1.01 | 230.56 | 0 | 192.13 | 57.64 | 0 | 0 | 0 | 0 | 0 | 0 | 0 | 0 | 0 | 0 | 192.13 | 0 | 0 | 0 | 0
1001 | 0 | 0 | 97.8 | -21.33 | 1.01 | 230.56 | 0 | 192.13 | 57.64 | 0 | 0 | 0 | 0 | 0 | 0 | 0 | 0 | 0 | 0 | 192.13 | 0 | 0 | 0 | 0
1001 | 95.23 | 18.16 | 48.61 | -10.6 | 1.01 | 114.6 | 1 | 95.5 | 28.65 | 0 | 0 | 0 | 0 | 0 | 0 | 0 | 0 | 0 | 0 | 95.5 | 0 | 0 | 0 | 0
3048 | 95.23 | -10.6 | 48.61 | -10.6 | 1.01 | 114.6 | 1 | 95.5 | 28.65 | 0 | 0 | 0 | 0 | 0 | 0 | 0 | 0 | 0 | 0 | 95.5 | 0 | 0 | 0 | 0
1001 | 95.23 | 14.9 | 48.61 | -10.6 | 1.01 | 114.6 | 1 | 95.5 | 28.65 | 0 | 0 | 0 | 0 | 0 | 0 | 0 | 0 | 0 | 0 | 95.5 | 0 | 0 | 0 | 0
1081 | 0 | 0 | 145.83 | -31.8 | 1.01 | 343.8 | 0 | 286.5 | 85.95 | 0 | 0 | 0 | 0 | 0 | 0 | 0 | 0 | 0 | 0 | 286.5 | 0 | 0 | 0 | 0
1082 | 112.5 | -21.6 | 31.95 | -21.6 | 1 | 180 | 1 | 112.5 | 112.5 | 0 | 0 | 0 | 0 | 0 | 0 | 0 | 0 | 0 | 0 | 150 | 0 | 0 | 0 | 0
1064 | 86.62 | 24.6 | 24.6 | -16.63 | 1.04 | 138.6 | 1 | 86.62 | 86.62 | 0 | 0 | 0 | 0 | 0 | 0 | 0 | 0 | 0 | 0 | 115.5 | 0 | 0 | 0 | 0
1033 | 56.25 | -0.29 | 15.97 | -10.8 | 1 | 90 | 1 | 56.25 | 56.25 | 0 | 0 | 0 | 0 | 0 | 0 | 0 | 0 | 0 | 0 | 75 | 0 | 0 | 0 | 0
1090 | 114.37 | 31.03 | 32.48 | -21.96 | 1.02 | 183 | 1 | 114.37 | 114.37 | 0 | 0 | 0 | 0 | 0 | 0 | 0 | 0 | 0 | 0 | 152.5 | 0 | 0 | 0 | 0
1090 | 27 | 7.67 | 7.67 | -5.18 | 1.02 | 43.2 | 1 | 27 | 27 | 0 | 0 | 0 | 0 | 0 | 0 | 0 | 0 | 0 | 0 | 36 | 0 | 0 | 0 | 0
2004 | 0 | 0 | 199.43 | -43.49 | 1.02 | 470.16 | 0 | 391.8 | 117.54 | 0 | 0 | 0 | 0 | 0 | 0 | 0 | 0 | 0 | 0 | 391.8 | 0 | 0 | 0 | 0
2004 | 0 | 0 | 199.43 | -43.49 | 1.02 | 470.16 | 0 | 391.8 | 117.54 | 0 | 0 | 0 | 0 | 0 | 0 | 0 | 0 | 0 | 0 | 391.8 | 0 | 0 | 0 | 0
2004 | 0 | 0 | 199.43 | -43.49 | 1.02 | 470.16 | 0 | 391.8 | 117.54 | 0 | 0 | 0 | 0 | 0 | 0 | 0 | 0 | 0 | 0 | 391.8 | 0 | 0 | 0 | 0
2127 | 150.45 | -28.89 | 42.73 | -28.89 | 1 | 240.72 | 1 | 150.45 | 150.45 | 0 | 0 | 0 | 0 | 0 | 0 | 0 | 0 | 0 | 0 | 200.6 | 0 | 0 | 0 | 0
2019 | 0 | 0 | 46.43 | -31.39 | 1.04 | 261.6 | 0 | 218 | 65.4 | 0 | 0 | 0 | 0 | 0 | 0 | 0 | 0 | 0 | 0 | 218 | 0 | 0 | 0 | 0
8129 | 83.1 | 18.16 | 42.42 | -9.25 | 1.02 | 100 | 1 | 83.33 | 25 | 0 | 0 | 0 | 0 | 0 | 0 | 0 | 0 | 0 | 0 | 83.33 | 0 | 0 | 0 | 0
8129 | 166.2 | 26.53 | 84.83 | -18.5 | 1.02 | 200 | 1 | 166.67 | 50 | 0 | 0 | 0 | 0 | 0 | 0 | 0 | 0 | 0 | 0 | 166.67 | 0 | 0 | 0 | 0
2127 | 59.7 | -11.46 | 16.95 | -11.46 | 1.01 | 95.52 | 1 | 59.7 | 59.7 | 0 | 0 | 0 | 0 | 0 | 0 | 0 | 0 | 0 | 0 | 79.6 | 0 | 0 | 0 | 0
2057 | 0 | 0 | 2.8 | -0.73 | 0.99 | 7.2 | 0 | 6 | 1.8 | 0 | 0 | 0 | 0 | 0 | 0 | 0 | 0 | 0 | 0 | 6 | 0 | 0 | 0 | 0
2057 | 573.57 | -47.07 | 335.52 | -87.84 | 0.99 | 864 | 1 | 720 | 216 | 0 | 0 | 0 | 0 | 0 | 0 | 0 | 0 | 0 | 0 | 720 | 0 | 0 | 0 | 0
2127 | 60 | -11.52 | 17.04 | -11.52 | 1 | 96 | 1 | 60 | 60 | 0 | 0 | 0 | 0 | 0 | 0 | 0 | 0 | 0 | 0 | 80 | 0 | 0 | 0 | 0
2057 | 101.55 | -4.84 | 28.84 | -19.5 | 1.02 | 162.48 | 1 | 101.55 | 101.55 | 0 | 0 | 0 | 0 | 0 | 0 | 0 | 0 | 0 | 0 | 135.4 | 0 | 0 | 0 | 0
2071 | 112.5 | -0.82 | 31.95 | -21.6 | 1 | 180 | 1 | 112.5 | 112.5 | 0 | 0 | 0 | 0 | 0 | 0 | 0 | 0 | 0 | 0 | 150 | 0 | 0 | 0 | 0
1004 | 22.5 | 6.39 | 6.39 | -4.32 | 1.04 | 36 | 1 | 22.5 | 22.5 | 0 | 0 | 0 | 0 | 0 | 0 | 0 | 0 | 0 | 0 | 30 | 0 | 0 | 0 | 0
5175 | 84.38 | 3.09 | 23.96 | -16.2 | 1.02 | 135 | 1 | 84.38 | 84.38 | 0 | 0 | 0 | 0 | 0 | 0 | 0 | 0 | 0 | 0 | 112.5 | 0 | 0 | 0 | 0
2057 | 19.94 | 10.18 | 10.18 | -2.22 | 1.02 | 24 | 1 | 20 | 6 | 0 | 0 | 0 | 0 | 0 | 0 | 0 | 0 | 0 | 0 | 20 | 0 | 0 | 0 | 0
2057 | 0 | 0 | 10.18 | -2.22 | 1.02 | 24 | 0 | 20 | 6 | 0 | 0 | 0 | 0 | 0 | 0 | 0 | 0 | 0 | 0 | 20 | 0 | 0 | 0 | 0
2057 | 0 | 0 | 20.36 | -4.44 | 1.02 | 48 | 0 | 40 | 12 | 0 | 0 | 0 | 0 | 0 | 0 | 0 | 0 | 0 | 0 | 40 | 0 | 0 | 0 | 0
2071 | 50.7 | 0.48 | 14.4 | -9.73 | 1 | 81.12 | 1 | 50.7 | 50.7 | 0 | 0 | 0 | 0 | 0 | 0 | 0 | 0 | 0 | 0 | 67.6 | 0 | 0 | 0 | 0
2127 | 0 | 0 | 2.13 | -1.44 | 1 | 12 | 0 | 10 | 3 | 0 | 0 | 0 | 0 | 0 | 0 | 0 | 0 | 0 | 0 | 10 | 0 | 0 | 0 | 0
2127 | 0 | 0 | 16.93 | -11.45 | 1 | 95.4 | 0 | 79.5 | 23.85 | 0 | 0 | 0 | 0 | 0 | 0 | 0 | 0 | 0 | 0 | 79.5 | 0 | 0 | 0 | 0
2127 | 7.5 | -0.05 | 2.13 | -1.44 | 1.02 | 12 | 1 | 7.5 | 7.5 | 0 | 0 | 0 | 0 | 0 | 0 | 0 | 0 | 0 | 0 | 10 | 0 | 0 | 0 | 0
2127 | 112.5 | 0.58 | 31.95 | -21.6 | 1.02 | 180 | 1 | 112.5 | 112.5 | 0 | 0 | 0 | 0 | 0 | 0 | 0 | 0 | 0 | 0 | 150 | 0 | 0 | 0 | 0
2103 | 0 | 0 | 136.28 | -29.72 | 1 | 321.28 | 0 | 267.73 | 80.32 | 0 | 0 | 0 | 0 | 0 | 0 | 0 | 0 | 0 | 0 | 267.73 | 0 | 0 | 0 | 0
2103 | 0 | 0 | 136.28 | -29.72 | 1 | 321.28 | 0 | 267.73 | 80.32 | 0 | 0 | 0 | 0 | 0 | 0 | 0 | 0 | 0 | 0 | 267.73 | 0 | 0 | 0 | 0
2103 | 0 | 0 | 136.28 | -29.72 | 1 | 321.28 | 0 | 267.73 | 80.32 | 0 | 0 | 0 | 0 | 0 | 0 | 0 | 0 | 0 | 0 | 267.73 | 0 | 0 | 0 | 0
2115 | 184.2 | -20.5 | 94.02 | -20.5 | 1 | 221.66 | 1 | 184.72 | 55.41 | 0 | 0 | 0 | 0 | 0 | 0 | 0 | 0 | 0 | 0 | 184.72 | 0 | 0 | 0 | 0
8129 | 184.2 | -20.5 | 94.02 | -20.5 | 1 | 221.66 | 1 | 184.72 | 55.41 | 0 | 0 | 0 | 0 | 0 | 0 | 0 | 0 | 0 | 0 | 184.72 | 0 | 0 | 0 | 0
8129 | 184.2 | -20.5 | 94.02 | -20.5 | 1 | 221.66 | 1 | 184.72 | 55.41 | 0 | 0 | 0 | 0 | 0 | 0 | 0 | 0 | 0 | 0 | 184.72 | 0 | 0 | 0 | 0
8129 | 184.2 | -20.5 | 94.02 | -20.5 | 1 | 221.66 | 1 | 184.72 | 55.41 | 0 | 0 | 0 | 0 | 0 | 0 | 0 | 0 | 0 | 0 | 184.72 | 0 | 0 | 0 | 0
8129 | 184.2 | -20.5 | 94.02 | -20.5 | 1 | 221.66 | 1 | 184.72 | 55.41 | 0 | 0 | 0 | 0 | 0 | 0 | 0 | 0 | 0 | 0 | 184.72 | 0 | 0 | 0 | 0
8129 | 184.2 | -2.92 | 94.02 | -20.5 | 1.01 | 221.66 | 1 | 184.72 | 55.41 | 0 | 0 | 0 | 0 | 0 | 0 | 0 | 0 | 0 | 0 | 184.72 | 0 | 0 | 0 | 0
2127 | 136.28 | -26.16 | 38.7 | -26.16 | 1 | 218.04 | 1 | 136.28 | 136.28 | 0 | 0 | 0 | 0 | 0 | 0 | 0 | 0 | 0 | 0 | 181.7 | 0 | 0 | 0 | 0
2127 | 216.45 | -0.02 | 61.47 | -41.56 | 1.04 | 346.32 | 1 | 216.45 | 216.45 | 0 | 0 | 0 | 0 | 0 | 0 | 0 | 0 | 0 | 0 | 288.6 | 0 | 0 | 0 | 0
3127 | 28.13 | -5.4 | 7.99 | -5.4 | 1 | 45 | 1 | 28.13 | 28.13 | 0 | 0 | 0 | 0 | 0 | 0 | 0 | 0 | 0 | 0 | 37.5 | 0 | 0 | 0 | 0
3127 | 127.13 | 3.68 | 36.1 | -24.41 | 1.01 | 203.4 | 1 | 127.13 | 127.13 | 0 | 0 | 0 | 0 | 0 | 0 | 0 | 0 | 0 | 0 | 169.5 | 0 | 0 | 0 | 0
3030 | 112.5 | 12.59 | 31.95 | -21.6 | 1.03 | 180 | 1 | 112.5 | 112.5 | 0 | 0 | 0 | 0 | 0 | 0 | 0 | 0 | 0 | 0 | 150 | 0 | 0 | 0 | 0
3028 | 150 | 42.6 | 42.6 | -28.8 | 1.04 | 240 | 1 | 150 | 150 | 0 | 0 | 0 | 0 | 0 | 0 | 0 | 0 | 0 | 0 | 200 | 0 | 0 | 0 | 0
3034 | 97.87 | 18.15 | 27.8 | -18.79 | 1.03 | 156.6 | 1 | 97.87 | 97.87 | 0 | 0 | 0 | 0 | 0 | 0 | 0 | 0 | 0 | 0 | 130.5 | 0 | 0 | 0 | 0
1004 | 156.75 | 44.52 | 44.52 | -30.1 | 1.04 | 250.8 | 1 | 156.75 | 156.75 | 0 | 0 | 0 | 0 | 0 | 0 | 0 | 0 | 0 | 0 | 209 | 0 | 0 | 0 | 0
3048 | 0 | 0 | 0.66 | -0.14 | 1.04 | 1.56 | 0 | 1.3 | 0.39 | 0 | 0 | 0 | 0 | 0 | 0 | 0 | 0 | 0 | 0 | 1.3 | 0 | 0 | 0 | 0
3048 | 0 | 0 | 45.5 | -9.92 | 1.04 | 107.28 | 0 | 89.4 | 26.82 | 0 | 0 | 0 | 0 | 0 | 0 | 0 | 0 | 0 | 0 | 89.4 | 0 | 0 | 0 | 0
3045 | 0 | 0 | 227.52 | -49.62 | 1.04 | 536.4 | 0 | 447 | 134.1 | 0 | 0 | 0 | 0 | 0 | 0 | 0 | 0 | 0 | 0 | 447 | 0 | 0 | 0 | 0
3048 | 180.75 | 51.33 | 51.33 | -34.7 | 1.04 | 289.2 | 1 | 180.75 | 180.75 | 0 | 0 | 0 | 0 | 0 | 0 | 0 | 0 | 0 | 0 | 241 | 0 | 0 | 0 | 0
3055 | 183.88 | 50.05 | 52.22 | -35.3 | 1.04 | 294.2 | 1 | 183.88 | 183.88 | 0 | 0 | 0 | 0 | 0 | 0 | 0 | 0 | 0 | 0 | 245.17 | 0 | 0 | 0 | 0
3055 | 183.88 | 31.71 | 52.22 | -35.3 | 1.04 | 294.2 | 1 | 183.88 | 183.88 | 0 | 0 | 0 | 0 | 0 | 0 | 0 | 0 | 0 | 0 | 245.17 | 0 | 0 | 0 | 0
3055 | 183.88 | 30.31 | 52.22 | -35.3 | 1.04 | 294.2 | 1 | 183.88 | 183.88 | 0 | 0 | 0 | 0 | 0 | 0 | 0 | 0 | 0 | 0 | 245.17 | 0 | 0 | 0 | 0
3060 | 124.22 | 16.04 | 35.28 | -23.85 | 1.04 | 198.75 | 1 | 124.22 | 124.22 | 0 | 0 | 0 | 0 | 0 | 0 | 0 | 0 | 0 | 0 | 165.63 | 0 | 0 | 0 | 0
3048 | 124.22 | 17.93 | 35.28 | -23.85 | 1.04 | 198.75 | 1 | 124.22 | 124.22 | 0 | 0 | 0 | 0 | 0 | 0 | 0 | 0 | 0 | 0 | 165.63 | 0 | 0 | 0 | 0
3048 | 124.22 | 27.34 | 35.28 | -23.85 | 1.04 | 198.75 | 1 | 124.22 | 124.22 | 0 | 0 | 0 | 0 | 0 | 0 | 0 | 0 | 0 | 0 | 165.63 | 0 | 0 | 0 | 0
3048 | 124.22 | 20.41 | 35.28 | -23.85 | 1.04 | 198.75 | 1 | 124.22 | 124.22 | 0 | 0 | 0 | 0 | 0 | 0 | 0 | 0 | 0 | 0 | 165.63 | 0 | 0 | 0 | 0
3127 | 60.37 | -8.38 | 17.15 | -11.59 | 1 | 96.6 | 1 | 60.37 | 60.37 | 0 | 0 | 0 | 0 | 0 | 0 | 0 | 0 | 0 | 0 | 80.5 | 0 | 0 | 0 | 0
3127 | 112.5 | 30.84 | 31.95 | -21.6 | 1.04 | 180 | 1 | 112.5 | 112.5 | 0 | 0 | 0 | 0 | 0 | 0 | 0 | 0 | 0 | 0 | 150 | 0 | 0 | 0 | 0
3127 | 127.65 | -24.51 | 36.25 | -24.51 | 1 | 204.24 | 1 | 127.65 | 127.65 | 0 | 0 | 0 | 0 | 0 | 0 | 0 | 0 | 0 | 0 | 170.2 | 0 | 0 | 0 | 0
4002 | 74.85 | -1.88 | 21.26 | -14.37 | 1 | 119.76 | 1 | 74.85 | 74.85 | 0 | 0 | 0 | 0 | 0 | 0 | 0 | 0 | 0 | 0 | 99.8 | 0 | 0 | 0 | 0
3081 | 186.75 | 40.91 | 53.04 | -35.86 | 1.04 | 298.8 | 1 | 186.75 | 186.75 | 0 | 0 | 0 | 0 | 0 | 0 | 0 | 0 | 0 | 0 | 249 | 0 | 0 | 0 | 0
3084 | 174.37 | -5.29 | 49.52 | -33.48 | 1 | 279 | 1 | 174.37 | 174.37 | 0 | 0 | 0 | 0 | 0 | 0 | 0 | 0 | 0 | 0 | 232.5 | 0 | 0 | 0 | 0
3127 | 56.25 | -0.11 | 15.97 | -10.8 | 1 | 90 | 1 | 56.25 | 56.25 | 0 | 0 | 0 | 0 | 0 | 0 | 0 | 0 | 0 | 0 | 75 | 0 | 0 | 0 | 0
3127 | 0 | 0 | 15.97 | -10.8 | 1 | 90 | 0 | 75 | 22.5 | 0 | 0 | 0 | 0 | 0 | 0 | 0 | 0 | 0 | 0 | 75 | 0 | 0 | 0 | 0
3048 | 150 | 30.83 | 42.6 | -28.8 | 1.04 | 240 | 1 | 150 | 150 | 0 | 0 | 0 | 0 | 0 | 0 | 0 | 0 | 0 | 0 | 200 | 0 | 0 | 0 | 0
3006 | 90.45 | 21.16 | 25.69 | -17.37 | 1.04 | 144.72 | 1 | 90.45 | 90.45 | 0 | 0 | 0 | 0 | 0 | 0 | 0 | 0 | 0 | 0 | 120.6 | 0 | 0 | 0 | 0
3098 | 120 | 21.82 | 34.08 | -23.04 | 1.04 | 192 | 1 | 120 | 120 | 0 | 0 | 0 | 0 | 0 | 0 | 0 | 0 | 0 | 0 | 160 | 0 | 0 | 0 | 0
3106 | 44.5 | -0.74 | 17.07 | -0.74 | 1 | 18 | 1 | 44.5 | 44.5 | 0 | 0 | 0 | 0 | 0 | 0 | 0 | 0 | 0 | 0 | 15 | 0 | 0 | 0 | 0
3106 | 53.02 | -2.57 | 62.48 | -2.69 | 1 | 65.88 | 1 | 53.02 | 53.02 | 0 | 0 | 0 | 0 | 0 | 0 | 0 | 0 | 0 | 0 | 54.9 | 0 | 0 | 0 | 0
1004 | 63 | 13.69 | 17.89 | -12.1 | 1.04 | 100.8 | 1 | 63 | 63 | 0 | 0 | 0 | 0 | 0 | 0 | 0 | 0 | 0 | 0 | 84 | 0 | 0 | 0 | 0
3127 | 56.1 | -1.51 | 15.93 | -10.77 | 1 | 89.76 | 1 | 56.1 | 56.1 | 0 | 0 | 0 | 0 | 0 | 0 | 0 | 0 | 0 | 0 | 74.8 | 0 | 0 | 0 | 0
3127 | 56.1 | -0.82 | 15.93 | -10.77 | 1 | 89.76 | 1 | 56.1 | 56.1 | 0 | 0 | 0 | 0 | 0 | 0 | 0 | 0 | 0 | 0 | 74.8 | 0 | 0 | 0 | 0
3118 | 47.25 | -3.77 | 13.42 | -9.07 | 1 | 75.6 | 1 | 47.25 | 47.25 | 0 | 0 | 0 | 0 | 0 | 0 | 0 | 0 | 0 | 0 | 63 | 0 | 0 | 0 | 0
3118 | 90 | -6.63 | 25.56 | -17.28 | 1 | 144 | 1 | 90 | 90 | 0 | 0 | 0 | 0 | 0 | 0 | 0 | 0 | 0 | 0 | 120 | 0 | 0 | 0 | 0
4002 | 29.7 | 0 | 0 | 0 | 1 | 47.52 | 1 | 29.7 | 29.7 | 0 | 0 | 0 | 0 | 0 | 0 | 0 | 0 | 0 | 0 | 39.6 | 0 | 0 | 0 | 0
3127 | 147.75 | -8.91 | 41.96 | -28.37 | 1 | 236.4 | 1 | 147.75 | 147.75 | 0 | 0 | 0 | 0 | 0 | 0 | 0 | 0 | 0 | 0 | 197 | 0 | 0 | 0 | 0
3127 | 101.25 | -19.44 | 28.76 | -19.44 | 1 | 162 | 1 | 101.25 | 101.25 | 0 | 0 | 0 | 0 | 0 | 0 | 0 | 0 | 0 | 0 | 135 | 0 | 0 | 0 | 0
3127 | 94.88 | -18.22 | 26.94 | -18.22 | 1 | 151.8 | 1 | 94.88 | 94.88 | 0 | 0 | 0 | 0 | 0 | 0 | 0 | 0 | 0 | 0 | 126.5 | 0 | 0 | 0 | 0
3127 | 85.5 | 24.28 | 24.28 | -16.42 | 1.02 | 136.8 | 1 | 85.5 | 85.5 | 0 | 0 | 0 | 0 | 0 | 0 | 0 | 0 | 0 | 0 | 114 | 0 | 0 | 0 | 0
1004 | 0 | 0 | 26.11 | -5.69 | 1.04 | 61.56 | 0 | 51.3 | 15.39 | 0 | 0 | 0 | 0 | 0 | 0 | 0 | 0 | 0 | 0 | 51.3 | 0 | 0 | 0 | 0
1004 | 0 | 0 | 26.11 | -5.69 | 1.04 | 61.56 | 0 | 51.3 | 15.39 | 0 | 0 | 0 | 0 | 0 | 0 | 0 | 0 | 0 | 0 | 51.3 | 0 | 0 | 0 | 0
1004 | 0 | 0 | 26.11 | -5.69 | 1.04 | 61.56 | 0 | 51.3 | 15.39 | 0 | 0 | 0 | 0 | 0 | 0 | 0 | 0 | 0 | 0 | 51.3 | 0 | 0 | 0 | 0
3006 | 75.9 | 21.56 | 21.56 | -14.57 | 1.03 | 121.44 | 1 | 75.9 | 75.9 | 0 | 0 | 0 | 0 | 0 | 0 | 0 | 0 | 0 | 0 | 101.2 | 0 | 0 | 0 | 0
3127 | 68.62 | -13.18 | 19.49 | -13.18 | 1 | 109.8 | 1 | 68.62 | 68.62 | 0 | 0 | 0 | 0 | 0 | 0 | 0 | 0 | 0 | 0 | 91.5 | 0 | 0 | 0 | 0
4010 | 151.2 | 20.85 | 42.94 | -29.03 | 1.03 | 241.92 | 1 | 151.2 | 151.2 | 0 | 0 | 0 | 0 | 0 | 0 | 0 | 0 | 0 | 0 | 201.6 | 0 | 0 | 0 | 0
4026 | 408.86 | 57.46 | 191.06 | -50.02 | 1.03 | 492 | 1 | 410 | 123 | 0 | 0 | 0 | 0 | 0 | 0 | 0 | 0 | 0 | 0 | 410 | 0 | 0 | 0 | 0
4030 | 460.56 | -23.08 | 290.04 | -75.93 | 1.01 | 746.88 | 1 | 622.4 | 186.72 | 0 | 0 | 0 | 0 | 0 | 0 | 0 | 0 | 0 | 0 | 622.4 | 0 | 0 | 0 | 0
4047 | 93.4 | 8.96 | 35.86 | -1.54 | 1.02 | 37.8 | 1 | 93.4 | 93.4 | 0 | 0 | 0 | 0 | 0 | 0 | 0 | 0 | 0 | 0 | 31.5 | 0 | 0 | 0 | 0
4047 | 28.5 | 2.93 | 10.94 | -0.47 | 1.02 | 11.52 | 1 | 28.5 | 28.5 | 0 | 0 | 0 | 0 | 0 | 0 | 0 | 0 | 0 | 0 | 9.6 | 0 | 0 | 0 | 0
4047 | 27.48 | 6.02 | 75.1 | -3.23 | 1.02 | 79.2 | 1 | 27.48 | 27.48 | 0 | 0 | 0 | 0 | 0 | 0 | 0 | 0 | 0 | 0 | 66 | 0 | 0 | 0 | 0
4194 | 150 | -14.05 | 42.6 | -28.8 | 1 | 240 | 1 | 150 | 150 | 0 | 0 | 0 | 0 | 0 | 0 | 0 | 0 | 0 | 0 | 200 | 0 | 0 | 0 | 0
4020 | 44.08 | 22.5 | 22.5 | -4.91 | 1.04 | 53.04 | 1 | 44.2 | 13.26 | 0 | 0 | 0 | 0 | 0 | 0 | 0 | 0 | 0 | 0 | 44.2 | 0 | 0 | 0 | 0
4181 | 99.6 | 18.55 | 73.3 | -15.98 | 1.03 | 172.8 | 1 | 144 | 43.2 | 0 | 0 | 0 | 0 | 0 | 0 | 0 | 0 | 0 | 0 | 144 | 0 | 0 | 0 | 0
4181 | 84.08 | 19.72 | 73.3 | -15.98 | 1.03 | 172.8 | 1 | 144 | 43.2 | 0 | 0 | 0 | 0 | 0 | 0 | 0 | 0 | 0 | 0 | 144 | 0 | 0 | 0 | 0
4181 | 124.4 | 15.6 | 73.3 | -15.98 | 1.03 | 172.8 | 1 | 144 | 43.2 | 0 | 0 | 0 | 0 | 0 | 0 | 0 | 0 | 0 | 0 | 144 | 0 | 0 | 0 | 0
4061 | 148.87 | 20.61 | 87.72 | -19.13 | 1.03 | 206.8 | 1 | 172.33 | 51.7 | 0 | 0 | 0 | 0 | 0 | 0 | 0 | 0 | 0 | 0 | 172.33 | 0 | 0 | 0 | 0
4181 | 171.85 | 17.91 | 87.72 | -19.13 | 1.03 | 206.8 | 1 | 172.33 | 51.7 | 0 | 0 | 0 | 0 | 0 | 0 | 0 | 0 | 0 | 0 | 172.33 | 0 | 0 | 0 | 0
4181 | 124.75 | 20.79 | 87.72 | -19.13 | 1.03 | 206.8 | 1 | 172.33 | 51.7 | 0 | 0 | 0 | 0 | 0 | 0 | 0 | 0 | 0 | 0 | 172.33 | 0 | 0 | 0 | 0
4020 | 46.87 | 14.18 | 23.92 | -5.22 | 1.02 | 56.4 | 1 | 47 | 14.1 | 0 | 0 | 0 | 0 | 0 | 0 | 0 | 0 | 0 | 0 | 47 | 0 | 0 | 0 | 0
4075 | 0 | 0 | 89.75 | -19.57 | 1.03 | 211.6 | 0 | 176.33 | 52.9 | 0 | 0 | 0 | 0 | 0 | 0 | 0 | 0 | 0 | 0 | 176.33 | 0 | 0 | 0 | 0
4040 | 175.84 | 36.05 | 89.75 | -19.57 | 1.03 | 211.6 | 1 | 176.33 | 52.9 | 0 | 0 | 0 | 0 | 0 | 0 | 0 | 0 | 0 | 0 | 176.33 | 0 | 0 | 0 | 0
4040 | 97.06 | 28.93 | 89.75 | -19.57 | 1.03 | 211.6 | 1 | 176.33 | 52.9 | 0 | 0 | 0 | 0 | 0 | 0 | 0 | 0 | 0 | 0 | 176.33 | 0 | 0 | 0 | 0
4183 | 242.72 | 32.28 | 123.89 | -27.02 | 1.04 | 292.08 | 1 | 243.4 | 73.02 | 0 | 0 | 0 | 0 | 0 | 0 | 0 | 0 | 0 | 0 | 243.4 | 0 | 0 | 0 | 0
4183 | 242.72 | 33.27 | 123.89 | -27.02 | 1.04 | 292.08 | 1 | 243.4 | 73.02 | 0 | 0 | 0 | 0 | 0 | 0 | 0 | 0 | 0 | 0 | 243.4 | 0 | 0 | 0 | 0
4183 | 242.72 | 51.43 | 123.89 | -27.02 | 1.04 | 292.08 | 1 | 243.4 | 73.02 | 0 | 0 | 0 | 0 | 0 | 0 | 0 | 0 | 0 | 0 | 243.4 | 0 | 0 | 0 | 0
4085 | 168.05 | 54.88 | 179.17 | -39.07 | 1.04 | 422.4 | 1 | 352 | 105.6 | 0 | 0 | 0 | 0 | 0 | 0 | 0 | 0 | 0 | 0 | 352 | 0 | 0 | 0 | 0
4194 | 0 | 0 | 0.65 | -0.17 | 1.01 | 1.68 | 0 | 1.4 | 0.42 | 0 | 0 | 0 | 0 | 0 | 0 | 0 | 0 | 0 | 0 | 1.4 | 0 | 0 | 0 | 0
4194 | 23.43 | 3.95 | 10.95 | -2.87 | 1.01 | 28.2 | 1 | 23.5 | 7.05 | 0 | 0 | 0 | 0 | 0 | 0 | 0 | 0 | 0 | 0 | 23.5 | 0 | 0 | 0 | 0
4194 | 0 | 0 | 3.54 | -0.93 | 1.01 | 9.12 | 0 | 7.6 | 2.28 | 0 | 0 | 0 | 0 | 0 | 0 | 0 | 0 | 0 | 0 | 7.6 | 0 | 0 | 0 | 0
4093 | 27.92 | 2.53 | 13.05 | -3.42 | 1.01 | 33.6 | 1 | 28 | 8.4 | 0 | 0 | 0 | 0 | 0 | 0 | 0 | 0 | 0 | 0 | 28 | 0 | 0 | 0 | 0
4194 | 27.92 | 8.12 | 13.05 | -3.42 | 1.01 | 33.6 | 1 | 28 | 8.4 | 0 | 0 | 0 | 0 | 0 | 0 | 0 | 0 | 0 | 0 | 28 | 0 | 0 | 0 | 0
4194 | 27.92 | 3.75 | 13.05 | -3.42 | 1.01 | 33.6 | 1 | 28 | 8.4 | 0 | 0 | 0 | 0 | 0 | 0 | 0 | 0 | 0 | 0 | 28 | 0 | 0 | 0 | 0
4194 | 0 | 0 | 13.05 | -3.42 | 1.01 | 33.6 | 0 | 28 | 8.4 | 0 | 0 | 0 | 0 | 0 | 0 | 0 | 0 | 0 | 0 | 28 | 0 | 0 | 0 | 0
4194 | 27.92 | 3.29 | 13.05 | -3.42 | 1.01 | 33.6 | 1 | 28 | 8.4 | 0 | 0 | 0 | 0 | 0 | 0 | 0 | 0 | 0 | 0 | 28 | 0 | 0 | 0 | 0
4194 | 0 | 0 | 13.05 | -3.42 | 1.01 | 33.6 | 0 | 28 | 8.4 | 0 | 0 | 0 | 0 | 0 | 0 | 0 | 0 | 0 | 0 | 28 | 0 | 0 | 0 | 0
4020 | 135 | 26.12 | 38.34 | -25.92 | 1.01 | 216 | 1 | 135 | 135 | 0 | 0 | 0 | 0 | 0 | 0 | 0 | 0 | 0 | 0 | 180 | 0 | 0 | 0 | 0
4115 | 131.43 | 37.25 | 67.09 | -14.63 | 1.04 | 158.16 | 1 | 131.8 | 39.54 | 0 | 0 | 0 | 0 | 0 | 0 | 0 | 0 | 0 | 0 | 131.8 | 0 | 0 | 0 | 0
4190 | 123.76 | 34.12 | 67.09 | -14.63 | 1.04 | 158.16 | 1 | 131.8 | 39.54 | 0 | 0 | 0 | 0 | 0 | 0 | 0 | 0 | 0 | 0 | 131.8 | 0 | 0 | 0 | 0
4137 | 0 | 0 | 17.1 | -3.73 | 1 | 40.32 | 0 | 33.6 | 10.08 | 0 | 0 | 0 | 0 | 0 | 0 | 0 | 0 | 0 | 0 | 33.6 | 0 | 0 | 0 | 0
4137 | 10.21 | -3.73 | 17.1 | -3.73 | 1 | 40.32 | 1 | 33.6 | 10.08 | 0 | 0 | 0 | 0 | 0 | 0 | 0 | 0 | 0 | 0 | 33.6 | 0 | 0 | 0 | 0
4137 | 10.21 | -3.73 | 17.1 | -3.73 | 1 | 40.32 | 1 | 33.6 | 10.08 | 0 | 0 | 0 | 0 | 0 | 0 | 0 | 0 | 0 | 0 | 33.6 | 0 | 0 | 0 | 0
4137 | 10.21 | -3.73 | 17.1 | -3.73 | 1 | 40.32 | 1 | 33.6 | 10.08 | 0 | 0 | 0 | 0 | 0 | 0 | 0 | 0 | 0 | 0 | 33.6 | 0 | 0 | 0 | 0
4137 | 0 | 0 | 34.2 | -7.46 | 1 | 80.64 | 0 | 67.2 | 20.16 | 0 | 0 | 0 | 0 | 0 | 0 | 0 | 0 | 0 | 0 | 67.2 | 0 | 0 | 0 | 0
4137 | 0 | 0 | 33.59 | -7.33 | 1 | 79.2 | 0 | 66 | 19.8 | 0 | 0 | 0 | 0 | 0 | 0 | 0 | 0 | 0 | 0 | 66 | 0 | 0 | 0 | 0
4153 | 141 | 40.04 | 40.04 | -27.07 | 1.04 | 225.6 | 1 | 141 | 141 | 0 | 0 | 0 | 0 | 0 | 0 | 0 | 0 | 0 | 0 | 188 | 0 | 0 | 0 | 0
4153 | 212.4 | 60.32 | 60.32 | -40.78 | 1.04 | 339.84 | 1 | 212.4 | 212.4 | 0 | 0 | 0 | 0 | 0 | 0 | 0 | 0 | 0 | 0 | 283.2 | 0 | 0 | 0 | 0
4181 | 197.22 | 68.62 | 100.66 | -21.95 | 1.03 | 237.32 | 1 | 197.77 | 59.33 | 0 | 0 | 0 | 0 | 0 | 0 | 0 | 0 | 0 | 0 | 197.77 | 0 | 0 | 0 | 0
4181 | 87.79 | 28.72 | 100.66 | -21.95 | 1.03 | 237.32 | 1 | 197.77 | 59.33 | 0 | 0 | 0 | 0 | 0 | 0 | 0 | 0 | 0 | 0 | 197.77 | 0 | 0 | 0 | 0
4181 | 112.46 | 27.68 | 100.66 | -21.95 | 1.03 | 237.32 | 1 | 197.77 | 59.33 | 0 | 0 | 0 | 0 | 0 | 0 | 0 | 0 | 0 | 0 | 197.77 | 0 | 0 | 0 | 0
4181 | 0 | 0 | 4.58 | -1 | 1.03 | 10.8 | 0 | 9 | 2.7 | 0 | 0 | 0 | 0 | 0 | 0 | 0 | 0 | 0 | 0 | 9 | 0 | 0 | 0 | 0
4010 | 150.75 | -28.94 | 42.81 | -28.94 | 1 | 241.2 | 1 | 150.75 | 150.75 | 0 | 0 | 0 | 0 | 0 | 0 | 0 | 0 | 0 | 0 | 201 | 0 | 0 | 0 | 0
4101 | 112.5 | 8.16 | 31.95 | -21.6 | 1.04 | 180 | 1 | 112.5 | 112.5 | 0 | 0 | 0 | 0 | 0 | 0 | 0 | 0 | 0 | 0 | 150 | 0 | 0 | 0 | 0
4181 | 150.07 | 42.62 | 42.62 | -28.81 | 1.04 | 240.12 | 1 | 150.07 | 150.07 | 0 | 0 | 0 | 0 | 0 | 0 | 0 | 0 | 0 | 0 | 200.1 | 0 | 0 | 0 | 0
4183 | 152.25 | 43.24 | 43.24 | -29.23 | 1.03 | 243.6 | 1 | 152.25 | 152.25 | 0 | 0 | 0 | 0 | 0 | 0 | 0 | 0 | 0 | 0 | 203 | 0 | 0 | 0 | 0
4193 | 74.79 | 21.27 | 38.17 | -8.33 | 1.02 | 90 | 1 | 75 | 22.5 | 0 | 0 | 0 | 0 | 0 | 0 | 0 | 0 | 0 | 0 | 75 | 0 | 0 | 0 | 0
4193 | 183.26 | 21.27 | 93.54 | -20.4 | 1.02 | 220.52 | 1 | 183.77 | 55.13 | 0 | 0 | 0 | 0 | 0 | 0 | 0 | 0 | 0 | 0 | 183.77 | 0 | 0 | 0 | 0
4193 | 0 | 0 | 12.22 | -2.66 | 1.02 | 28.8 | 0 | 24 | 7.2 | 0 | 0 | 0 | 0 | 0 | 0 | 0 | 0 | 0 | 0 | 24 | 0 | 0 | 0 | 0
4193 | 60.83 | 21.27 | 31.05 | -6.77 | 1.02 | 73.2 | 1 | 61 | 18.3 | 0 | 0 | 0 | 0 | 0 | 0 | 0 | 0 | 0 | 0 | 61 | 0 | 0 | 0 | 0
4193 | 10.37 | 5.29 | 5.29 | -1.15 | 1.02 | 12.48 | 1 | 10.4 | 3.12 | 0 | 0 | 0 | 0 | 0 | 0 | 0 | 0 | 0 | 0 | 10.4 | 0 | 0 | 0 | 0
4193 | 136.48 | 21.27 | 135.9 | -29.64 | 1.02 | 320.4 | 1 | 267 | 80.1 | 0 | 0 | 0 | 0 | 0 | 0 | 0 | 0 | 0 | 0 | 267 | 0 | 0 | 0 | 0
4193 | 155.9 | 21.27 | 135.9 | -29.64 | 1.02 | 320.4 | 1 | 267 | 80.1 | 0 | 0 | 0 | 0 | 0 | 0 | 0 | 0 | 0 | 0 | 267 | 0 | 0 | 0 | 0
4193 | 155.9 | 21.27 | 135.9 | -29.64 | 1.02 | 320.4 | 1 | 267 | 80.1 | 0 | 0 | 0 | 0 | 0 | 0 | 0 | 0 | 0 | 0 | 267 | 0 | 0 | 0 | 0
4193 | 183.26 | 21.27 | 93.54 | -20.4 | 1.02 | 220.52 | 1 | 183.77 | 55.13 | 0 | 0 | 0 | 0 | 0 | 0 | 0 | 0 | 0 | 0 | 183.77 | 0 | 0 | 0 | 0
4193 | 183.26 | 21.27 | 93.54 | -20.4 | 1.02 | 220.52 | 1 | 183.77 | 55.13 | 0 | 0 | 0 | 0 | 0 | 0 | 0 | 0 | 0 | 0 | 183.77 | 0 | 0 | 0 | 0
4194 | 151.2 | 42.94 | 42.94 | -29.03 | 1.02 | 241.92 | 1 | 151.2 | 151.2 | 0 | 0 | 0 | 0 | 0 | 0 | 0 | 0 | 0 | 0 | 201.6 | 0 | 0 | 0 | 0
4147 | 69 | -13.25 | 19.6 | -13.25 | 1 | 110.4 | 1 | 69 | 69 | 0 | 0 | 0 | 0 | 0 | 0 | 0 | 0 | 0 | 0 | 92 | 0 | 0 | 0 | 0
5238 | 90 | -11.79 | 25.56 | -17.28 | 1 | 144 | 1 | 90 | 90 | 0 | 0 | 0 | 0 | 0 | 0 | 0 | 0 | 0 | 0 | 120 | 0 | 0 | 0 | 0
5022 | 0 | 0 | 2.44 | -0.53 | 1.04 | 5.76 | 0 | 4.8 | 1.44 | 0 | 0 | 0 | 0 | 0 | 0 | 0 | 0 | 0 | 0 | 4.8 | 0 | 0 | 0 | 0
5385 | 0 | 0 | 2.14 | -0.47 | 1.02 | 5.04 | 0 | 4.2 | 1.26 | 0 | 0 | 0 | 0 | 0 | 0 | 0 | 0 | 0 | 0 | 4.2 | 0 | 0 | 0 | 0
5385 | 0 | 0 | 3.26 | -0.71 | 1.02 | 7.68 | 0 | 6.4 | 1.92 | 0 | 0 | 0 | 0 | 0 | 0 | 0 | 0 | 0 | 0 | 6.4 | 0 | 0 | 0 | 0
5037 | 93.74 | 76.29 | 157.01 | -34.24 | 1.02 | 370.16 | 1 | 308.47 | 92.54 | 0 | 0 | 0 | 0 | 0 | 0 | 0 | 0 | 0 | 0 | 308.47 | 0 | 0 | 0 | 0
5385 | 93.74 | 74.11 | 157.01 | -34.24 | 1.02 | 370.16 | 1 | 308.47 | 92.54 | 0 | 0 | 0 | 0 | 0 | 0 | 0 | 0 | 0 | 0 | 308.47 | 0 | 0 | 0 | 0
5385 | 93.74 | 157.01 | 157.01 | -34.24 | 1.02 | 370.16 | 1 | 308.47 | 92.54 | 0 | 0 | 0 | 0 | 0 | 0 | 0 | 0 | 0 | 0 | 308.47 | 0 | 0 | 0 | 0
5385 | 93.74 | 55.86 | 157.01 | -34.24 | 1.02 | 370.16 | 1 | 308.47 | 92.54 | 0 | 0 | 0 | 0 | 0 | 0 | 0 | 0 | 0 | 0 | 308.47 | 0 | 0 | 0 | 0
5385 | 93.74 | 80.68 | 157.01 | -34.24 | 1.02 | 370.16 | 1 | 308.47 | 92.54 | 0 | 0 | 0 | 0 | 0 | 0 | 0 | 0 | 0 | 0 | 308.47 | 0 | 0 | 0 | 0
5385 | 93.74 | 69.22 | 157.01 | -34.24 | 1.02 | 370.16 | 1 | 308.47 | 92.54 | 0 | 0 | 0 | 0 | 0 | 0 | 0 | 0 | 0 | 0 | 308.47 | 0 | 0 | 0 | 0
8129 | 84.46 | 43.11 | 43.11 | -9.4 | 1.02 | 101.64 | 1 | 84.7 | 25.41 | 0 | 0 | 0 | 0 | 0 | 0 | 0 | 0 | 0 | 0 | 84.7 | 0 | 0 | 0 | 0
5057 | 0 | 0 | 161.53 | -35.23 | 1 | 380.82 | 0 | 317.35 | 95.2 | 0 | 0 | 0 | 0 | 0 | 0 | 0 | 0 | 0 | 0 | 317.35 | 0 | 0 | 0 | 0
5057 | 251.16 | -12.74 | 161.53 | -35.23 | 1 | 380.82 | 1 | 317.35 | 95.2 | 0 | 0 | 0 | 0 | 0 | 0 | 0 | 0 | 0 | 0 | 317.35 | 0 | 0 | 0 | 0
5067 | 10.57 | 5.4 | 5.4 | -1.18 | 1.03 | 12.72 | 1 | 10.6 | 3.18 | 0 | 0 | 0 | 0 | 0 | 0 | 0 | 0 | 0 | 0 | 10.6 | 0 | 0 | 0 | 0
5067 | 0 | 0 | 0.92 | -0.2 | 1.03 | 2.16 | 0 | 1.8 | 0.54 | 0 | 0 | 0 | 0 | 0 | 0 | 0 | 0 | 0 | 0 | 1.8 | 0 | 0 | 0 | 0
5067 | 437.05 | 194.05 | 223.08 | -48.65 | 1.03 | 525.92 | 1 | 438.27 | 131.48 | 0 | 0 | 0 | 0 | 0 | 0 | 0 | 0 | 0 | 0 | 438.27 | 0 | 0 | 0 | 0
5067 | 437.05 | 183.38 | 223.08 | -48.65 | 1.03 | 525.92 | 1 | 438.27 | 131.48 | 0 | 0 | 0 | 0 | 0 | 0 | 0 | 0 | 0 | 0 | 438.27 | 0 | 0 | 0 | 0
5067 | 437.05 | 172.2 | 223.08 | -48.65 | 1.03 | 525.92 | 1 | 438.27 | 131.48 | 0 | 0 | 0 | 0 | 0 | 0 | 0 | 0 | 0 | 0 | 438.27 | 0 | 0 | 0 | 0
5138 | 0 | 0 | 47.57 | -2.05 | 1.01 | 50.16 | 0 | 123.9 | 0 | 0 | 0 | 0 | 0 | 0 | 0 | 0 | 0 | 0 | 0 | 41.8 | 0 | 0 | 0 | 0
5105 | 0 | 0 | 5.03 | -1.32 | 1.04 | 12.96 | 0 | 10.8 | 3.24 | 0 | 0 | 0 | 0 | 0 | 0 | 0 | 0 | 0 | 0 | 10.8 | 0 | 0 | 0 | 0
5105 | 0 | 0 | 2.66 | -0.7 | 1.04 | 6.84 | 0 | 5.7 | 1.71 | 0 | 0 | 0 | 0 | 0 | 0 | 0 | 0 | 0 | 0 | 5.7 | 0 | 0 | 0 | 0
5175 | 126.15 | 64.39 | 64.39 | -14.04 | 1.04 | 151.8 | 1 | 126.5 | 37.95 | 0 | 0 | 0 | 0 | 0 | 0 | 0 | 0 | 0 | 0 | 126.5 | 0 | 0 | 0 | 0
5175 | 1.6 | 0.81 | 0.81 | -0.18 | 1.04 | 1.92 | 1 | 1.6 | 0.48 | 0 | 0 | 0 | 0 | 0 | 0 | 0 | 0 | 0 | 0 | 1.6 | 0 | 0 | 0 | 0
5005 | 45 | -8.64 | 12.78 | -8.64 | 1 | 72 | 1 | 45 | 45 | 0 | 0 | 0 | 0 | 0 | 0 | 0 | 0 | 0 | 0 | 60 | 0 | 0 | 0 | 0
5057 | 112.5 | -21.6 | 31.95 | -21.6 | 1 | 180 | 1 | 112.5 | 112.5 | 0 | 0 | 0 | 0 | 0 | 0 | 0 | 0 | 0 | 0 | 150 | 0 | 0 | 0 | 0
5206 | 207.1 | 35.14 | 126.57 | -27.6 | 1.01 | 298.4 | 1 | 248.67 | 74.6 | 0 | 0 | 0 | 0 | 0 | 0 | 0 | 0 | 0 | 0 | 248.67 | 0 | 0 | 0 | 0
5206 | 180.01 | 63 | 126.57 | -27.6 | 1.01 | 298.4 | 1 | 248.67 | 74.6 | 0 | 0 | 0 | 0 | 0 | 0 | 0 | 0 | 0 | 0 | 248.67 | 0 | 0 | 0 | 0
5206 | 180.01 | 50.47 | 126.57 | -27.6 | 1.01 | 298.4 | 1 | 248.67 | 74.6 | 0 | 0 | 0 | 0 | 0 | 0 | 0 | 0 | 0 | 0 | 248.67 | 0 | 0 | 0 | 0
5238 | 168.75 | -32.4 | 47.93 | -32.4 | 1 | 270 | 1 | 168.75 | 168.75 | 0 | 0 | 0 | 0 | 0 | 0 | 0 | 0 | 0 | 0 | 225 | 0 | 0 | 0 | 0
3048 | 112.5 | -21.6 | 31.95 | -21.6 | 1 | 180 | 1 | 112.5 | 112.5 | 0 | 0 | 0 | 0 | 0 | 0 | 0 | 0 | 0 | 0 | 150 | 0 | 0 | 0 | 0
5262 | 1211.61 | 56.27 | 447.12 | -99.63 | 1.01 | 1458 | 1 | 1215 | 364.5 | 0 | 0 | 0 | 0 | 0 | 0 | 0 | 0 | 0 | 0 | 1215 | 0 | 0 | 0 | 0
5262 | 1023.98 | 51.46 | 447.12 | -99.63 | 1.01 | 1458 | 1 | 1215 | 364.5 | 0 | 0 | 0 | 0 | 0 | 0 | 0 | 0 | 0 | 0 | 1215 | 0 | 0 | 0 | 0
5281 | 266.98 | -29.72 | 136.28 | -29.72 | 1 | 321.28 | 1 | 267.73 | 80.32 | 0 | 0 | 0 | 0 | 0 | 0 | 0 | 0 | 0 | 0 | 267.73 | 0 | 0 | 0 | 0
5281 | 266.98 | -29.72 | 136.28 | -29.72 | 1 | 321.28 | 1 | 267.73 | 80.32 | 0 | 0 | 0 | 0 | 0 | 0 | 0 | 0 | 0 | 0 | 267.73 | 0 | 0 | 0 | 0
5281 | 0 | 0 | 136.28 | -29.72 | 1 | 321.28 | 0 | 267.73 | 80.32 | 0 | 0 | 0 | 0 | 0 | 0 | 0 | 0 | 0 | 0 | 267.73 | 0 | 0 | 0 | 0
5444 | 0 | 0 | 1.63 | -0.36 | 1.04 | 3.84 | 0 | 3.2 | 0.96 | 0 | 0 | 0 | 0 | 0 | 0 | 0 | 0 | 0 | 0 | 3.2 | 0 | 0 | 0 | 0
5444 | 114.68 | 58.53 | 58.53 | -12.76 | 1.04 | 138 | 1 | 115 | 34.5 | 0 | 0 | 0 | 0 | 0 | 0 | 0 | 0 | 0 | 0 | 115 | 0 | 0 | 0 | 0
5444 | 114.68 | 58.53 | 58.53 | -12.76 | 1.04 | 138 | 1 | 115 | 34.5 | 0 | 0 | 0 | 0 | 0 | 0 | 0 | 0 | 0 | 0 | 115 | 0 | 0 | 0 | 0
5444 | 114.68 | 58.53 | 58.53 | -12.76 | 1.04 | 138 | 1 | 115 | 34.5 | 0 | 0 | 0 | 0 | 0 | 0 | 0 | 0 | 0 | 0 | 115 | 0 | 0 | 0 | 0
5444 | 82.47 | 42.09 | 42.09 | -9.18 | 1.04 | 99.24 | 1 | 82.7 | 24.81 | 0 | 0 | 0 | 0 | 0 | 0 | 0 | 0 | 0 | 0 | 82.7 | 0 | 0 | 0 | 0
5302 | 462.46 | 175.61 | 236.05 | -51.48 | 1.04 | 556.5 | 1 | 463.75 | 139.13 | 0 | 0 | 0 | 0 | 0 | 0 | 0 | 0 | 0 | 0 | 463.75 | 0 | 0 | 0 | 0
5444 | 462.46 | 229.47 | 236.05 | -51.48 | 1.04 | 556.5 | 1 | 463.75 | 139.13 | 0 | 0 | 0 | 0 | 0 | 0 | 0 | 0 | 0 | 0 | 463.75 | 0 | 0 | 0 | 0
5319 | 79.86 | 9.76 | 133.77 | -29.17 | 1.01 | 315.36 | 1 | 262.8 | 78.84 | 0 | 0 | 0 | 0 | 0 | 0 | 0 | 0 | 0 | 0 | 262.8 | 0 | 0 | 0 | 0
5262 | 0 | 0 | 133.77 | -29.17 | 1.01 | 315.36 | 0 | 262.8 | 78.84 | 0 | 0 | 0 | 0 | 0 | 0 | 0 | 0 | 0 | 0 | 262.8 | 0 | 0 | 0 | 0
5262 | 79.86 | 10.07 | 133.77 | -29.17 | 1.01 | 315.36 | 1 | 262.8 | 78.84 | 0 | 0 | 0 | 0 | 0 | 0 | 0 | 0 | 0 | 0 | 262.8 | 0 | 0 | 0 | 0
5323 | 283.28 | 144.59 | 144.59 | -31.53 | 1.04 | 340.88 | 1 | 284.07 | 85.22 | 0 | 0 | 0 | 0 | 0 | 0 | 0 | 0 | 0 | 0 | 284.07 | 0 | 0 | 0 | 0
5323 | 283.28 | 144.59 | 144.59 | -31.53 | 1.04 | 340.88 | 1 | 284.07 | 85.22 | 0 | 0 | 0 | 0 | 0 | 0 | 0 | 0 | 0 | 0 | 284.07 | 0 | 0 | 0 | 0
5323 | 283.28 | 144.59 | 144.59 | -31.53 | 1.04 | 340.88 | 1 | 284.07 | 85.22 | 0 | 0 | 0 | 0 | 0 | 0 | 0 | 0 | 0 | 0 | 284.07 | 0 | 0 | 0 | 0
5307 | 8.4 | 3.2 | 3.2 | -0.14 | 1.04 | 3.36 | 1 | 8.4 | 8.4 | 0 | 0 | 0 | 0 | 0 | 0 | 0 | 0 | 0 | 0 | 2.8 | 0 | 0 | 0 | 0
5307 | 207.5 | 69.11 | 79.67 | -3.43 | 1.04 | 84 | 1 | 207.5 | 207.5 | 0 | 0 | 0 | 0 | 0 | 0 | 0 | 0 | 0 | 0 | 70 | 0 | 0 | 0 | 0
5360 | 1005.19 | -25.85 | 469.73 | -122.98 | 1.01 | 1209.6 | 1 | 1008 | 302.4 | 0 | 0 | 0 | 0 | 0 | 0 | 0 | 0 | 0 | 0 | 1008 | 0 | 0 | 0 | 0
5364 | 10.37 | -1.15 | 5.29 | -1.15 | 1 | 12.48 | 1 | 10.4 | 3.12 | 0 | 0 | 0 | 0 | 0 | 0 | 0 | 0 | 0 | 0 | 10.4 | 0 | 0 | 0 | 0
5364 | 212.73 | -22.03 | 108.59 | -23.68 | 1 | 256 | 1 | 213.33 | 64 | 0 | 0 | 0 | 0 | 0 | 0 | 0 | 0 | 0 | 0 | 213.33 | 0 | 0 | 0 | 0
5364 | 212.73 | -8.45 | 108.59 | -23.68 | 1 | 256 | 1 | 213.33 | 64 | 0 | 0 | 0 | 0 | 0 | 0 | 0 | 0 | 0 | 0 | 213.33 | 0 | 0 | 0 | 0
5364 | 212.73 | -7.41 | 108.59 | -23.68 | 1 | 256 | 1 | 213.33 | 64 | 0 | 0 | 0 | 0 | 0 | 0 | 0 | 0 | 0 | 0 | 213.33 | 0 | 0 | 0 | 0
5364 | 212.73 | -7.26 | 108.59 | -23.68 | 1 | 256 | 1 | 213.33 | 64 | 0 | 0 | 0 | 0 | 0 | 0 | 0 | 0 | 0 | 0 | 213.33 | 0 | 0 | 0 | 0
5364 | 212.73 | -13.71 | 108.59 | -23.68 | 1 | 256 | 1 | 213.33 | 64 | 0 | 0 | 0 | 0 | 0 | 0 | 0 | 0 | 0 | 0 | 213.33 | 0 | 0 | 0 | 0
5364 | 212.73 | -6.79 | 108.59 | -23.68 | 1 | 256 | 1 | 213.33 | 64 | 0 | 0 | 0 | 0 | 0 | 0 | 0 | 0 | 0 | 0 | 213.33 | 0 | 0 | 0 | 0
5382 | 63.51 | 106.38 | 106.38 | -23.2 | 1.04 | 250.8 | 1 | 209 | 62.7 | 0 | 0 | 0 | 0 | 0 | 0 | 0 | 0 | 0 | 0 | 209 | 0 | 0 | 0 | 0
5382 | 63.51 | 106.38 | 106.38 | -23.2 | 1.04 | 250.8 | 1 | 209 | 62.7 | 0 | 0 | 0 | 0 | 0 | 0 | 0 | 0 | 0 | 0 | 209 | 0 | 0 | 0 | 0
3048 | 124.2 | 35.27 | 35.27 | -23.85 | 1.04 | 198.72 | 1 | 124.2 | 124.2 | 0 | 0 | 0 | 0 | 0 | 0 | 0 | 0 | 0 | 0 | 165.6 | 0 | 0 | 0 | 0
5262 | 89.15 | 45.5 | 45.5 | -9.92 | 1.03 | 107.28 | 1 | 89.4 | 26.82 | 0 | 0 | 0 | 0 | 0 | 0 | 0 | 0 | 0 | 0 | 89.4 | 0 | 0 | 0 | 0
5262 | 77.23 | 45.5 | 45.5 | -9.92 | 1.03 | 107.28 | 1 | 89.4 | 26.82 | 0 | 0 | 0 | 0 | 0 | 0 | 0 | 0 | 0 | 0 | 89.4 | 0 | 0 | 0 | 0
5262 | 84.77 | 45.5 | 45.5 | -9.92 | 1.03 | 107.28 | 1 | 89.4 | 26.82 | 0 | 0 | 0 | 0 | 0 | 0 | 0 | 0 | 0 | 0 | 89.4 | 0 | 0 | 0 | 0
5262 | 89.15 | 45.5 | 45.5 | -9.92 | 1.03 | 107.28 | 1 | 89.4 | 26.82 | 0 | 0 | 0 | 0 | 0 | 0 | 0 | 0 | 0 | 0 | 89.4 | 0 | 0 | 0 | 0
5415 | 121.66 | -11.4 | 62.1 | -13.54 | 1 | 146.4 | 1 | 122 | 36.6 | 0 | 0 | 0 | 0 | 0 | 0 | 0 | 0 | 0 | 0 | 122 | 0 | 0 | 0 | 0
3048 | 121.66 | -10.89 | 62.1 | -13.54 | 1 | 146.4 | 1 | 122 | 36.6 | 0 | 0 | 0 | 0 | 0 | 0 | 0 | 0 | 0 | 0 | 122 | 0 | 0 | 0 | 0
3048 | 121.66 | -12.52 | 62.1 | -13.54 | 1 | 146.4 | 1 | 122 | 36.6 | 0 | 0 | 0 | 0 | 0 | 0 | 0 | 0 | 0 | 0 | 122 | 0 | 0 | 0 | 0
3048 | 118.47 | -13.19 | 60.47 | -13.19 | 1 | 142.56 | 1 | 118.8 | 35.64 | 0 | 0 | 0 | 0 | 0 | 0 | 0 | 0 | 0 | 0 | 118.8 | 0 | 0 | 0 | 0
3048 | 118.47 | -13.19 | 60.47 | -13.19 | 1 | 142.56 | 1 | 118.8 | 35.64 | 0 | 0 | 0 | 0 | 0 | 0 | 0 | 0 | 0 | 0 | 118.8 | 0 | 0 | 0 | 0
5422 | 12.37 | -1.38 | 6.31 | -1.38 | 1 | 14.88 | 1 | 12.4 | 3.72 | 0 | 0 | 0 | 0 | 0 | 0 | 0 | 0 | 0 | 0 | 12.4 | 0 | 0 | 0 | 0
5422 | 0 | 0 | 1.63 | -0.36 | 1 | 3.84 | 0 | 3.2 | 0.96 | 0 | 0 | 0 | 0 | 0 | 0 | 0 | 0 | 0 | 0 | 3.2 | 0 | 0 | 0 | 0
5444 | 0 | 0 | 147.1 | -32.08 | 1.01 | 346.8 | 0 | 289 | 86.7 | 0 | 0 | 0 | 0 | 0 | 0 | 0 | 0 | 0 | 0 | 289 | 0 | 0 | 0 | 0
5444 | 0 | 0 | 147.1 | -32.08 | 1.01 | 346.8 | 0 | 289 | 86.7 | 0 | 0 | 0 | 0 | 0 | 0 | 0 | 0 | 0 | 0 | 289 | 0 | 0 | 0 | 0
5444 | 0 | 0 | 147.1 | -32.08 | 1.01 | 346.8 | 0 | 289 | 86.7 | 0 | 0 | 0 | 0 | 0 | 0 | 0 | 0 | 0 | 0 | 289 | 0 | 0 | 0 | 0
5444 | 288.19 | 19.06 | 147.1 | -32.08 | 1.01 | 346.8 | 1 | 289 | 86.7 | 0 | 0 | 0 | 0 | 0 | 0 | 0 | 0 | 0 | 0 | 289 | 0 | 0 | 0 | 0
5444 | 288.19 | 19.06 | 147.1 | -32.08 | 1.01 | 346.8 | 1 | 289 | 86.7 | 0 | 0 | 0 | 0 | 0 | 0 | 0 | 0 | 0 | 0 | 289 | 0 | 0 | 0 | 0
5444 | 0 | 0 | 147.1 | -32.08 | 1.01 | 346.8 | 0 | 289 | 86.7 | 0 | 0 | 0 | 0 | 0 | 0 | 0 | 0 | 0 | 0 | 289 | 0 | 0 | 0 | 0
5444 | 140.91 | 19.06 | 71.92 | -15.68 | 1.01 | 169.56 | 1 | 141.3 | 42.39 | 0 | 0 | 0 | 0 | 0 | 0 | 0 | 0 | 0 | 0 | 141.3 | 0 | 0 | 0 | 0
5444 | 140.91 | 19.06 | 71.92 | -15.68 | 1.01 | 169.56 | 1 | 141.3 | 42.39 | 0 | 0 | 0 | 0 | 0 | 0 | 0 | 0 | 0 | 0 | 141.3 | 0 | 0 | 0 | 0
6349 | 212.41 | 77.37 | 108.42 | -23.64 | 1.04 | 255.6 | 1 | 213 | 63.9 | 0 | 0 | 0 | 0 | 0 | 0 | 0 | 0 | 0 | 0 | 213 | 0 | 0 | 0 | 0
6349 | 0 | 0 | 216.83 | -47.29 | 1.04 | 511.2 | 0 | 426 | 127.8 | 0 | 0 | 0 | 0 | 0 | 0 | 0 | 0 | 0 | 0 | 426 | 0 | 0 | 0 | 0
6349 | 197.78 | 67.78 | 100.95 | -22.01 | 1.04 | 238 | 1 | 198.33 | 59.5 | 0 | 0 | 0 | 0 | 0 | 0 | 0 | 0 | 0 | 0 | 198.33 | 0 | 0 | 0 | 0
6349 | 197.78 | 42.18 | 100.95 | -22.01 | 1.04 | 238 | 1 | 198.33 | 59.5 | 0 | 0 | 0 | 0 | 0 | 0 | 0 | 0 | 0 | 0 | 198.33 | 0 | 0 | 0 | 0
6349 | 197.78 | 57.22 | 100.95 | -22.01 | 1.04 | 238 | 1 | 198.33 | 59.5 | 0 | 0 | 0 | 0 | 0 | 0 | 0 | 0 | 0 | 0 | 198.33 | 0 | 0 | 0 | 0
6349 | 0 | 20.48 | 20.48 | -0.88 | 1.04 | 21.6 | 1 | 0 | 0 | 0 | 0 | 0 | 0 | 0 | 0 | 0 | 0 | 0 | 0 | 18 | 0 | 0 | 0 | 0
6349 | 0 | 54.26 | 122.91 | -5.29 | 1.04 | 129.6 | 1 | 0 | 0 | 0 | 0 | 0 | 0 | 0 | 0 | 0 | 0 | 0 | 0 | 108 | 0 | 0 | 0 | 0
6199 | 0 | 0 | 1.73 | -0.38 | 1.04 | 4.08 | 0 | 3.4 | 1.02 | 0 | 0 | 0 | 0 | 0 | 0 | 0 | 0 | 0 | 0 | 3.4 | 0 | 0 | 0 | 0
6199 | 0 | 0 | 4.89 | -1.07 | 1.04 | 11.52 | 0 | 9.6 | 2.88 | 0 | 0 | 0 | 0 | 0 | 0 | 0 | 0 | 0 | 0 | 9.6 | 0 | 0 | 0 | 0
6199 | 0 | 0 | 2.24 | -0.49 | 1.04 | 5.28 | 0 | 4.4 | 1.32 | 0 | 0 | 0 | 0 | 0 | 0 | 0 | 0 | 0 | 0 | 4.4 | 0 | 0 | 0 | 0
6199 | 57.24 | 29.22 | 29.22 | -6.37 | 1.04 | 68.88 | 1 | 57.4 | 17.22 | 0 | 0 | 0 | 0 | 0 | 0 | 0 | 0 | 0 | 0 | 57.4 | 0 | 0 | 0 | 0
6199 | 0 | 0 | 29.22 | -6.37 | 1.04 | 68.88 | 0 | 57.4 | 17.22 | 0 | 0 | 0 | 0 | 0 | 0 | 0 | 0 | 0 | 0 | 57.4 | 0 | 0 | 0 | 0
6199 | 57.24 | 29.22 | 29.22 | -6.37 | 1.04 | 68.88 | 1 | 57.4 | 17.22 | 0 | 0 | 0 | 0 | 0 | 0 | 0 | 0 | 0 | 0 | 57.4 | 0 | 0 | 0 | 0
6199 | 57.24 | 29.22 | 29.22 | -6.37 | 1.04 | 68.88 | 1 | 57.4 | 17.22 | 0 | 0 | 0 | 0 | 0 | 0 | 0 | 0 | 0 | 0 | 57.4 | 0 | 0 | 0 | 0
6069 | 123.82 | 49.23 | 92.32 | -20.13 | 1.03 | 217.64 | 1 | 181.37 | 54.41 | 0 | 0 | 0 | 0 | 0 | 0 | 0 | 0 | 0 | 0 | 181.37 | 0 | 0 | 0 | 0
6069 | 131.29 | 21.36 | 92.32 | -20.13 | 1.03 | 217.64 | 1 | 181.37 | 54.41 | 0 | 0 | 0 | 0 | 0 | 0 | 0 | 0 | 0 | 0 | 181.37 | 0 | 0 | 0 | 0
6069 | 105.9 | 62.98 | 92.32 | -20.13 | 1.03 | 217.64 | 1 | 181.37 | 54.41 | 0 | 0 | 0 | 0 | 0 | 0 | 0 | 0 | 0 | 0 | 181.37 | 0 | 0 | 0 | 0
6069 | 0 | 0 | 92.32 | -20.13 | 1.03 | 217.64 | 0 | 181.37 | 54.41 | 0 | 0 | 0 | 0 | 0 | 0 | 0 | 0 | 0 | 0 | 181.37 | 0 | 0 | 0 | 0
6069 | 131.29 | 37.32 | 92.32 | -20.13 | 1.03 | 217.64 | 1 | 181.37 | 54.41 | 0 | 0 | 0 | 0 | 0 | 0 | 0 | 0 | 0 | 0 | 181.37 | 0 | 0 | 0 | 0
6069 | 131.29 | 36.8 | 92.32 | -20.13 | 1.03 | 217.64 | 1 | 181.37 | 54.41 | 0 | 0 | 0 | 0 | 0 | 0 | 0 | 0 | 0 | 0 | 181.37 | 0 | 0 | 0 | 0
6078 | 477.3 | -68.73 | 262.51 | -68.73 | 1 | 676 | 1 | 563.33 | 169 | 0 | 0 | 0 | 0 | 0 | 0 | 0 | 0 | 0 | 0 | 563.33 | 0 | 0 | 0 | 0
6078 | 328.92 | -68.73 | 262.51 | -68.73 | 1 | 676 | 1 | 563.33 | 169 | 0 | 0 | 0 | 0 | 0 | 0 | 0 | 0 | 0 | 0 | 563.33 | 0 | 0 | 0 | 0
6078 | 328.92 | -68.73 | 262.51 | -68.73 | 1 | 676 | 1 | 563.33 | 169 | 0 | 0 | 0 | 0 | 0 | 0 | 0 | 0 | 0 | 0 | 563.33 | 0 | 0 | 0 | 0
6349 | 41.37 | 17.29 | 25.04 | -1.08 | 1.04 | 26.4 | 1 | 41.37 | 41.37 | 0 | 0 | 0 | 0 | 0 | 0 | 0 | 0 | 0 | 0 | 22 | 0 | 0 | 0 | 0
6349 | 65.3 | 11.97 | 25.04 | -1.08 | 1.04 | 26.4 | 1 | 65.3 | 65.3 | 0 | 0 | 0 | 0 | 0 | 0 | 0 | 0 | 0 | 0 | 22 | 0 | 0 | 0 | 0
6355 | 1.05 | 0 | 0 | 0 | 1.04 | 1.68 | 1 | 1.05 | 1.05 | 0 | 0 | 0 | 0 | 0 | 0 | 0 | 0 | 0 | 0 | 1.4 | 0 | 0 | 0 | 0
6355 | 22.5 | 0 | 0 | 0 | 1.04 | 36 | 1 | 22.5 | 22.5 | 0 | 0 | 0 | 0 | 0 | 0 | 0 | 0 | 0 | 0 | 30 | 0 | 0 | 0 | 0
6355 | 0 | 0 | 0 | 0 | 1.04 | 6.6 | 0 | 5.5 | 1.65 | 0 | 0 | 0 | 0 | 0 | 0 | 0 | 0 | 0 | 0 | 5.5 | 0 | 0 | 0 | 0
6355 | 7.95 | 0 | 0 | 0 | 1.04 | 12.72 | 1 | 7.95 | 7.95 | 0 | 0 | 0 | 0 | 0 | 0 | 0 | 0 | 0 | 0 | 10.6 | 0 | 0 | 0 | 0
6355 | 10.42 | 0 | 0 | 0 | 1.04 | 16.68 | 1 | 10.42 | 10.42 | 0 | 0 | 0 | 0 | 0 | 0 | 0 | 0 | 0 | 0 | 13.9 | 0 | 0 | 0 | 0
6355 | 30.52 | 0 | 0 | 0 | 1.04 | 48.84 | 1 | 30.52 | 30.52 | 0 | 0 | 0 | 0 | 0 | 0 | 0 | 0 | 0 | 0 | 40.7 | 0 | 0 | 0 | 0
6106 | 60.33 | 30.79 | 30.79 | -6.72 | 1.04 | 72.6 | 1 | 60.5 | 18.15 | 0 | 0 | 0 | 0 | 0 | 0 | 0 | 0 | 0 | 0 | 60.5 | 0 | 0 | 0 | 0
6106 | 60.33 | 30.79 | 30.79 | -6.72 | 1.04 | 72.6 | 1 | 60.5 | 18.15 | 0 | 0 | 0 | 0 | 0 | 0 | 0 | 0 | 0 | 0 | 60.5 | 0 | 0 | 0 | 0
6106 | 120.66 | 61.59 | 61.59 | -13.43 | 1.04 | 145.2 | 1 | 121 | 36.3 | 0 | 0 | 0 | 0 | 0 | 0 | 0 | 0 | 0 | 0 | 121 | 0 | 0 | 0 | 0
6111 | 301.18 | 100.76 | 275.22 | -72.05 | 1.04 | 708.72 | 1 | 590.6 | 177.18 | 0 | 0 | 0 | 0 | 0 | 0 | 0 | 0 | 0 | 0 | 590.6 | 0 | 0 | 0 | 0
6111 | 293.63 | 101.78 | 308.26 | -80.7 | 1.04 | 793.8 | 1 | 661.5 | 198.45 | 0 | 0 | 0 | 0 | 0 | 0 | 0 | 0 | 0 | 0 | 661.5 | 0 | 0 | 0 | 0
6147 | 0 | 0 | 4.28 | -0.93 | 1.03 | 10.08 | 0 | 8.4 | 2.52 | 0 | 0 | 0 | 0 | 0 | 0 | 0 | 0 | 0 | 0 | 8.4 | 0 | 0 | 0 | 0
6147 | 322.85 | 38.03 | 227.01 | -49.51 | 1.03 | 535.2 | 1 | 446 | 133.8 | 0 | 0 | 0 | 0 | 0 | 0 | 0 | 0 | 0 | 0 | 446 | 0 | 0 | 0 | 0
6147 | 322.85 | 39.39 | 227.01 | -49.51 | 1.03 | 535.2 | 1 | 446 | 133.8 | 0 | 0 | 0 | 0 | 0 | 0 | 0 | 0 | 0 | 0 | 446 | 0 | 0 | 0 | 0
6147 | 283.22 | 42.7 | 474.39 | -103.45 | 1.03 | 1118.4 | 1 | 932 | 279.6 | 0 | 0 | 0 | 0 | 0 | 0 | 0 | 0 | 0 | 0 | 932 | 0 | 0 | 0 | 0
6147 | 0 | 0 | 367.5 | -80.14 | 1.03 | 866.4 | 0 | 722 | 216.6 | 0 | 0 | 0 | 0 | 0 | 0 | 0 | 0 | 0 | 0 | 722 | 0 | 0 | 0 | 0
6147 | 219.4 | 127.84 | 367.5 | -80.14 | 1.03 | 866.4 | 1 | 722 | 216.6 | 0 | 0 | 0 | 0 | 0 | 0 | 0 | 0 | 0 | 0 | 722 | 0 | 0 | 0 | 0
6164 | 71.43 | 38.3 | 119.64 | -26.09 | 1.03 | 282.06 | 1 | 235.05 | 70.52 | 0 | 0 | 0 | 0 | 0 | 0 | 0 | 0 | 0 | 0 | 235.05 | 0 | 0 | 0 | 0
6164 | 71.43 | 33.99 | 119.64 | -26.09 | 1.03 | 282.06 | 1 | 235.05 | 70.52 | 0 | 0 | 0 | 0 | 0 | 0 | 0 | 0 | 0 | 0 | 235.05 | 0 | 0 | 0 | 0
6164 | 71.43 | 82 | 119.64 | -26.09 | 1.03 | 282.06 | 1 | 235.05 | 70.52 | 0 | 0 | 0 | 0 | 0 | 0 | 0 | 0 | 0 | 0 | 235.05 | 0 | 0 | 0 | 0
6164 | 71.43 | 43.72 | 119.64 | -26.09 | 1.03 | 282.06 | 1 | 235.05 | 70.52 | 0 | 0 | 0 | 0 | 0 | 0 | 0 | 0 | 0 | 0 | 235.05 | 0 | 0 | 0 | 0
6349 | 177.9 | 19.45 | 68.29 | -2.94 | 1.04 | 72 | 1 | 177.9 | 177.9 | 0 | 0 | 0 | 0 | 0 | 0 | 0 | 0 | 0 | 0 | 60 | 0 | 0 | 0 | 0
6214 | 552.3 | 55.54 | 212.06 | -9.13 | 1.04 | 223.6 | 1 | 552.3 | 552.3 | 0 | 0 | 0 | 0 | 0 | 0 | 0 | 0 | 0 | 0 | 186.33 | 0 | 0 | 0 | 0
6349 | 552.3 | 99.93 | 212.06 | -9.13 | 1.04 | 223.6 | 1 | 552.3 | 552.3 | 0 | 0 | 0 | 0 | 0 | 0 | 0 | 0 | 0 | 0 | 186.33 | 0 | 0 | 0 | 0
6349 | 552.3 | 58.81 | 212.06 | -9.13 | 1.04 | 223.6 | 1 | 552.3 | 552.3 | 0 | 0 | 0 | 0 | 0 | 0 | 0 | 0 | 0 | 0 | 186.33 | 0 | 0 | 0 | 0
7406 | 60.83 | 18.83 | 31.05 | -6.77 | 1.04 | 73.2 | 1 | 61 | 18.3 | 0 | 0 | 0 | 0 | 0 | 0 | 0 | 0 | 0 | 0 | 61 | 0 | 0 | 0 | 0
7406 | 182.49 | 45.89 | 93.15 | -20.31 | 1.04 | 219.6 | 1 | 183 | 54.9 | 0 | 0 | 0 | 0 | 0 | 0 | 0 | 0 | 0 | 0 | 183 | 0 | 0 | 0 | 0
7406 | 297.17 | 55.72 | 151.68 | -33.08 | 1.04 | 357.6 | 1 | 298 | 89.4 | 0 | 0 | 0 | 0 | 0 | 0 | 0 | 0 | 0 | 0 | 298 | 0 | 0 | 0 | 0
7406 | 297.17 | 64.31 | 151.68 | -33.08 | 1.04 | 357.6 | 1 | 298 | 89.4 | 0 | 0 | 0 | 0 | 0 | 0 | 0 | 0 | 0 | 0 | 298 | 0 | 0 | 0 | 0
7406 | 297.17 | 121.17 | 151.68 | -33.08 | 1.04 | 357.6 | 1 | 298 | 89.4 | 0 | 0 | 0 | 0 | 0 | 0 | 0 | 0 | 0 | 0 | 298 | 0 | 0 | 0 | 0
7406 | 182.82 | 93.32 | 93.32 | -20.35 | 1.04 | 220 | 1 | 183.33 | 55 | 0 | 0 | 0 | 0 | 0 | 0 | 0 | 0 | 0 | 0 | 183.33 | 0 | 0 | 0 | 0
7406 | 182.82 | 50.78 | 93.32 | -20.35 | 1.04 | 220 | 1 | 183.33 | 55 | 0 | 0 | 0 | 0 | 0 | 0 | 0 | 0 | 0 | 0 | 183.33 | 0 | 0 | 0 | 0
7406 | 182.82 | 35.11 | 93.32 | -20.35 | 1.04 | 220 | 1 | 183.33 | 55 | 0 | 0 | 0 | 0 | 0 | 0 | 0 | 0 | 0 | 0 | 183.33 | 0 | 0 | 0 | 0
6349 | 58.95 | -9.89 | 98.75 | -21.53 | 1.02 | 232.8 | 1 | 194 | 58.2 | 0 | 0 | 0 | 0 | 0 | 0 | 0 | 0 | 0 | 0 | 194 | 0 | 0 | 0 | 0
6349 | 106.96 | -5.6 | 98.75 | -21.53 | 1.02 | 232.8 | 1 | 194 | 58.2 | 0 | 0 | 0 | 0 | 0 | 0 | 0 | 0 | 0 | 0 | 194 | 0 | 0 | 0 | 0
6349 | 0 | 0 | 26.16 | -5.71 | 1.02 | 61.68 | 0 | 51.4 | 15.42 | 0 | 0 | 0 | 0 | 0 | 0 | 0 | 0 | 0 | 0 | 51.4 | 0 | 0 | 0 | 0
6349 | 78.1 | -11.57 | 130.81 | -28.53 | 1.02 | 308.4 | 1 | 257 | 77.1 | 0 | 0 | 0 | 0 | 0 | 0 | 0 | 0 | 0 | 0 | 257 | 0 | 0 | 0 | 0
4030 | 4.5 | 1.72 | 1.72 | -0.07 | 1.04 | 1.8 | 1 | 4.5 | 4.5 | 0 | 0 | 0 | 0 | 0 | 0 | 0 | 0 | 0 | 0 | 1.5 | 0 | 0 | 0 | 0
4030 | 7.2 | 2.73 | 2.73 | -0.12 | 1.04 | 2.88 | 1 | 7.2 | 7.2 | 0 | 0 | 0 | 0 | 0 | 0 | 0 | 0 | 0 | 0 | 2.4 | 0 | 0 | 0 | 0
4030 | 4.5 | 1.72 | 1.72 | -0.07 | 1.04 | 1.8 | 1 | 4.5 | 4.5 | 0 | 0 | 0 | 0 | 0 | 0 | 0 | 0 | 0 | 0 | 1.5 | 0 | 0 | 0 | 0
4030 | 7.2 | 2.73 | 2.73 | -0.12 | 1.04 | 2.88 | 1 | 7.2 | 7.2 | 0 | 0 | 0 | 0 | 0 | 0 | 0 | 0 | 0 | 0 | 2.4 | 0 | 0 | 0 | 0
4030 | 0 | 0 | 6.82 | -0.29 | 1.04 | 7.2 | 0 | 18 | 0 | 0 | 0 | 0 | 0 | 0 | 0 | 0 | 0 | 0 | 0 | 6 | 0 | 0 | 0 | 0
4030 | 0 | 0 | 4.09 | -0.18 | 1.04 | 4.32 | 0 | 11 | 0 | 0 | 0 | 0 | 0 | 0 | 0 | 0 | 0 | 0 | 0 | 3.6 | 0 | 0 | 0 | 0
4030 | 0 | 0 | 2.73 | -0.12 | 1.04 | 2.88 | 0 | 7.2 | 0 | 0 | 0 | 0 | 0 | 0 | 0 | 0 | 0 | 0 | 0 | 2.4 | 0 | 0 | 0 | 0
4030 | 0 | 0 | 2.73 | -0.12 | 1.04 | 2.88 | 0 | 7.2 | 0 | 0 | 0 | 0 | 0 | 0 | 0 | 0 | 0 | 0 | 0 | 2.4 | 0 | 0 | 0 | 0
4030 | 8.4 | 3.2 | 3.2 | -0.14 | 1.04 | 3.36 | 1 | 8.4 | 8.4 | 0 | 0 | 0 | 0 | 0 | 0 | 0 | 0 | 0 | 0 | 2.8 | 0 | 0 | 0 | 0
6295 | 62.67 | -22.89 | 104.97 | -22.89 | 1.02 | 247.48 | 1 | 206.23 | 61.87 | 0 | 0 | 0 | 0 | 0 | 0 | 0 | 0 | 0 | 0 | 206.23 | 0 | 0 | 0 | 0
6295 | 62.67 | -22.89 | 104.97 | -22.89 | 1.02 | 247.48 | 1 | 206.23 | 61.87 | 0 | 0 | 0 | 0 | 0 | 0 | 0 | 0 | 0 | 0 | 206.23 | 0 | 0 | 0 | 0
6295 | 62.7 | -15.02 | 104.97 | -22.89 | 1.02 | 247.48 | 1 | 206.23 | 61.9 | 0 | 0 | 0 | 0 | 0 | 0 | 0 | 0 | 0 | 0 | 206.23 | 0 | 0 | 0 | 0
6302 | 0 | 0 | 1.63 | -0.36 | 1 | 3.84 | 0 | 3.2 | 0.96 | 0 | 0 | 0 | 0 | 0 | 0 | 0 | 0 | 0 | 0 | 3.2 | 0 | 0 | 0 | 0
6302 | 246.56 | -27.44 | 125.85 | -27.44 | 1 | 296.7 | 1 | 247.25 | 74.18 | 0 | 0 | 0 | 0 | 0 | 0 | 0 | 0 | 0 | 0 | 247.25 | 0 | 0 | 0 | 0
6302 | 213.83 | -27.44 | 125.85 | -27.44 | 1 | 296.7 | 1 | 247.25 | 74.18 | 0 | 0 | 0 | 0 | 0 | 0 | 0 | 0 | 0 | 0 | 247.25 | 0 | 0 | 0 | 0
6302 | 246.56 | -27.44 | 125.85 | -27.44 | 1 | 296.7 | 1 | 247.25 | 74.18 | 0 | 0 | 0 | 0 | 0 | 0 | 0 | 0 | 0 | 0 | 247.25 | 0 | 0 | 0 | 0
6302 | 246.56 | -27.44 | 125.85 | -27.44 | 1 | 296.7 | 1 | 247.25 | 74.18 | 0 | 0 | 0 | 0 | 0 | 0 | 0 | 0 | 0 | 0 | 247.25 | 0 | 0 | 0 | 0
6349 | 0 | 0 | 6.11 | -1.33 | 1.04 | 14.4 | 0 | 12 | 3.6 | 0 | 0 | 0 | 0 | 0 | 0 | 0 | 0 | 0 | 0 | 12 | 0 | 0 | 0 | 0
6349 | 0 | 0 | 26.21 | -5.72 | 1.04 | 61.8 | 0 | 51.5 | 15.45 | 0 | 0 | 0 | 0 | 0 | 0 | 0 | 0 | 0 | 0 | 51.5 | 0 | 0 | 0 | 0
6349 | 31.3 | 52.43 | 52.43 | -11.43 | 1.04 | 123.6 | 1 | 103 | 30.9 | 0 | 0 | 0 | 0 | 0 | 0 | 0 | 0 | 0 | 0 | 103 | 0 | 0 | 0 | 0
6349 | 0 | 0 | 1.17 | -0.26 | 1.04 | 2.76 | 0 | 2.3 | 0.69 | 0 | 0 | 0 | 0 | 0 | 0 | 0 | 0 | 0 | 0 | 2.3 | 0 | 0 | 0 | 0
6349 | 0 | 0 | 2.34 | -0.51 | 1.04 | 5.52 | 0 | 4.6 | 1.38 | 0 | 0 | 0 | 0 | 0 | 0 | 0 | 0 | 0 | 0 | 4.6 | 0 | 0 | 0 | 0
6349 | 0 | 0 | 0.76 | -0.17 | 1.04 | 1.8 | 0 | 1.5 | 0.45 | 0 | 0 | 0 | 0 | 0 | 0 | 0 | 0 | 0 | 0 | 1.5 | 0 | 0 | 0 | 0
6349 | 0 | 0 | 2.04 | -0.44 | 1.04 | 4.8 | 0 | 4 | 1.2 | 0 | 0 | 0 | 0 | 0 | 0 | 0 | 0 | 0 | 0 | 4 | 0 | 0 | 0 | 0
6349 | 0 | 0 | 3.26 | -0.71 | 1.04 | 7.68 | 0 | 6.4 | 1.92 | 0 | 0 | 0 | 0 | 0 | 0 | 0 | 0 | 0 | 0 | 6.4 | 0 | 0 | 0 | 0
6349 | 110.31 | 184.77 | 184.77 | -40.29 | 1.04 | 435.6 | 1 | 363 | 108.9 | 0 | 0 | 0 | 0 | 0 | 0 | 0 | 0 | 0 | 0 | 363 | 0 | 0 | 0 | 0
6349 | 110.31 | 184.77 | 184.77 | -40.29 | 1.04 | 435.6 | 1 | 363 | 108.9 | 0 | 0 | 0 | 0 | 0 | 0 | 0 | 0 | 0 | 0 | 363 | 0 | 0 | 0 | 0
6349 | 0 | 0 | 26.21 | -5.72 | 1.04 | 61.8 | 0 | 51.5 | 15.45 | 0 | 0 | 0 | 0 | 0 | 0 | 0 | 0 | 0 | 0 | 51.5 | 0 | 0 | 0 | 0
7400 | 162.54 | 38.38 | 82.97 | -18.09 | 1.04 | 195.6 | 1 | 163 | 48.9 | 0 | 0 | 0 | 0 | 0 | 0 | 0 | 0 | 0 | 0 | 163 | 0 | 0 | 0 | 0
7400 | 162.54 | 67.22 | 82.97 | -18.09 | 1.04 | 195.6 | 1 | 163 | 48.9 | 0 | 0 | 0 | 0 | 0 | 0 | 0 | 0 | 0 | 0 | 163 | 0 | 0 | 0 | 0
7400 | 162.54 | 44.4 | 82.97 | -18.09 | 1.04 | 195.6 | 1 | 163 | 48.9 | 0 | 0 | 0 | 0 | 0 | 0 | 0 | 0 | 0 | 0 | 163 | 0 | 0 | 0 | 0
7400 | 162.54 | 41.68 | 82.97 | -18.09 | 1.04 | 195.6 | 1 | 163 | 48.9 | 0 | 0 | 0 | 0 | 0 | 0 | 0 | 0 | 0 | 0 | 163 | 0 | 0 | 0 | 0
7400 | 162.54 | 37.78 | 82.97 | -18.09 | 1.04 | 195.6 | 1 | 163 | 48.9 | 0 | 0 | 0 | 0 | 0 | 0 | 0 | 0 | 0 | 0 | 163 | 0 | 0 | 0 | 0
7124 | 0 | 0 | 2.04 | -0.44 | 1.04 | 4.8 | 0 | 4 | 1.2 | 0 | 0 | 0 | 0 | 0 | 0 | 0 | 0 | 0 | 0 | 4 | 0 | 0 | 0 | 0
7406 | 22.34 | 11.4 | 11.4 | -2.49 | 1.04 | 26.88 | 1 | 22.4 | 6.72 | 0 | 0 | 0 | 0 | 0 | 0 | 0 | 0 | 0 | 0 | 22.4 | 0 | 0 | 0 | 0
7406 | 47.27 | 24.13 | 24.13 | -5.26 | 1.04 | 56.88 | 1 | 47.4 | 14.22 | 0 | 0 | 0 | 0 | 0 | 0 | 0 | 0 | 0 | 0 | 47.4 | 0 | 0 | 0 | 0
7406 | 47.27 | 24.13 | 24.13 | -5.26 | 1.04 | 56.88 | 1 | 47.4 | 14.22 | 0 | 0 | 0 | 0 | 0 | 0 | 0 | 0 | 0 | 0 | 47.4 | 0 | 0 | 0 | 0
7024 | 94.54 | 48.25 | 48.25 | -10.52 | 1.04 | 113.76 | 1 | 94.8 | 28.44 | 0 | 0 | 0 | 0 | 0 | 0 | 0 | 0 | 0 | 0 | 94.8 | 0 | 0 | 0 | 0
7406 | 0 | 0 | 1.63 | -0.36 | 1.04 | 3.84 | 0 | 3.2 | 0.96 | 0 | 0 | 0 | 0 | 0 | 0 | 0 | 0 | 0 | 0 | 3.2 | 0 | 0 | 0 | 0
7406 | 29.1 | 0 | 0 | 0 | 1.04 | 46.56 | 1 | 29.1 | 29.1 | 0 | 0 | 0 | 0 | 0 | 0 | 0 | 0 | 0 | 0 | 38.8 | 0 | 0 | 0 | 0
7406 | 7.5 | 0 | 0 | 0 | 1.04 | 12 | 1 | 7.5 | 7.5 | 0 | 0 | 0 | 0 | 0 | 0 | 0 | 0 | 0 | 0 | 10 | 0 | 0 | 0 | 0
7406 | 7.5 | 0 | 0 | 0 | 1.04 | 12 | 1 | 7.5 | 7.5 | 0 | 0 | 0 | 0 | 0 | 0 | 0 | 0 | 0 | 0 | 10 | 0 | 0 | 0 | 0
7406 | 0 | 0 | 0 | 0 | 1.04 | 5.28 | 0 | 4.4 | 1.32 | 0 | 0 | 0 | 0 | 0 | 0 | 0 | 0 | 0 | 0 | 4.4 | 0 | 0 | 0 | 0
7045 | 187.92 | 37.1 | 95.92 | -20.92 | 1.03 | 226.14 | 1 | 188.45 | 56.53 | 0 | 0 | 0 | 0 | 0 | 0 | 0 | 0 | 0 | 0 | 188.45 | 0 | 0 | 0 | 0
7406 | 187.92 | 78.22 | 95.92 | -20.92 | 1.03 | 226.14 | 1 | 188.45 | 56.53 | 0 | 0 | 0 | 0 | 0 | 0 | 0 | 0 | 0 | 0 | 188.45 | 0 | 0 | 0 | 0
7406 | 67.09 | -12.75 | 58.48 | -12.75 | 1 | 137.88 | 1 | 114.9 | 34.47 | 0 | 0 | 0 | 0 | 0 | 0 | 0 | 0 | 0 | 0 | 114.9 | 0 | 0 | 0 | 0
7406 | 67.09 | -12.75 | 58.48 | -12.75 | 1 | 137.88 | 1 | 114.9 | 34.47 | 0 | 0 | 0 | 0 | 0 | 0 | 0 | 0 | 0 | 0 | 114.9 | 0 | 0 | 0 | 0
7406 | 67.09 | -12.75 | 58.48 | -12.75 | 1 | 137.88 | 1 | 114.9 | 34.47 | 0 | 0 | 0 | 0 | 0 | 0 | 0 | 0 | 0 | 0 | 114.9 | 0 | 0 | 0 | 0
7406 | 83.17 | -12.75 | 58.48 | -12.75 | 1 | 137.88 | 1 | 114.9 | 34.47 | 0 | 0 | 0 | 0 | 0 | 0 | 0 | 0 | 0 | 0 | 114.9 | 0 | 0 | 0 | 0
7406 | 83.17 | -12.75 | 58.48 | -12.75 | 1 | 137.88 | 1 | 114.9 | 34.47 | 0 | 0 | 0 | 0 | 0 | 0 | 0 | 0 | 0 | 0 | 114.9 | 0 | 0 | 0 | 0
7406 | 68.1 | -12.75 | 58.48 | -12.75 | 1 | 137.88 | 1 | 114.9 | 34.47 | 0 | 0 | 0 | 0 | 0 | 0 | 0 | 0 | 0 | 0 | 114.9 | 0 | 0 | 0 | 0
7422 | 159.89 | 37.81 | 116.38 | -25.38 | 1.04 | 274.38 | 1 | 228.65 | 68.59 | 0 | 0 | 0 | 0 | 0 | 0 | 0 | 0 | 0 | 0 | 228.65 | 0 | 0 | 0 | 0
7422 | 165.51 | 29.6 | 116.38 | -25.38 | 1.04 | 274.38 | 1 | 228.65 | 68.59 | 0 | 0 | 0 | 0 | 0 | 0 | 0 | 0 | 0 | 0 | 228.65 | 0 | 0 | 0 | 0
7422 | 165.51 | 29.93 | 116.38 | -25.38 | 1.04 | 274.38 | 1 | 228.65 | 68.59 | 0 | 0 | 0 | 0 | 0 | 0 | 0 | 0 | 0 | 0 | 228.65 | 0 | 0 | 0 | 0
7422 | 165.51 | 36.62 | 116.38 | -25.38 | 1.04 | 274.38 | 1 | 228.65 | 68.59 | 0 | 0 | 0 | 0 | 0 | 0 | 0 | 0 | 0 | 0 | 228.65 | 0 | 0 | 0 | 0
7098 | -377.99 | 199.11 | 498.38 | -111.05 | 1 | 1625.16 | 1 | 1354.3 | 406.29 | 0 | 0 | 0 | 0 | 0 | 0 | 0 | 0 | 0 | 0 | 1354.3 | 0 | 0 | 0 | 0
7406 | 1350.52 | 6.01 | 498.38 | -111.05 | 1 | 1625.16 | 1 | 1354.3 | 406.29 | 0 | 0 | 0 | 0 | 0 | 0 | 0 | 0 | 0 | 0 | 1354.3 | 0 | 0 | 0 | 0
7400 | 149.58 | 76.35 | 76.35 | -16.65 | 1.04 | 180 | 1 | 150 | 45 | 0 | 0 | 0 | 0 | 0 | 0 | 0 | 0 | 0 | 0 | 150 | 0 | 0 | 0 | 0
7400 | 50.86 | 20.02 | 25.96 | -5.66 | 1.04 | 61.2 | 1 | 51 | 15.3 | 0 | 0 | 0 | 0 | 0 | 0 | 0 | 0 | 0 | 0 | 51 | 0 | 0 | 0 | 0
7400 | 50.86 | 24.3 | 25.96 | -5.66 | 1.04 | 61.2 | 1 | 51 | 15.3 | 0 | 0 | 0 | 0 | 0 | 0 | 0 | 0 | 0 | 0 | 51 | 0 | 0 | 0 | 0
7400 | 195.45 | 49.93 | 99.76 | -21.76 | 1.04 | 235.2 | 1 | 196 | 58.8 | 0 | 0 | 0 | 0 | 0 | 0 | 0 | 0 | 0 | 0 | 196 | 0 | 0 | 0 | 0
7400 | 195.45 | 48.69 | 99.76 | -21.76 | 1.04 | 235.2 | 1 | 196 | 58.8 | 0 | 0 | 0 | 0 | 0 | 0 | 0 | 0 | 0 | 0 | 196 | 0 | 0 | 0 | 0
7400 | 195.45 | 77.51 | 99.76 | -21.76 | 1.04 | 235.2 | 1 | 196 | 58.8 | 0 | 0 | 0 | 0 | 0 | 0 | 0 | 0 | 0 | 0 | 196 | 0 | 0 | 0 | 0
7400 | 195.45 | 41.78 | 99.76 | -21.76 | 1.04 | 235.2 | 1 | 196 | 58.8 | 0 | 0 | 0 | 0 | 0 | 0 | 0 | 0 | 0 | 0 | 196 | 0 | 0 | 0 | 0
7400 | 195.45 | 82.31 | 99.76 | -21.76 | 1.04 | 235.2 | 1 | 196 | 58.8 | 0 | 0 | 0 | 0 | 0 | 0 | 0 | 0 | 0 | 0 | 196 | 0 | 0 | 0 | 0
7400 | 195.45 | 82.67 | 99.76 | -21.76 | 1.04 | 235.2 | 1 | 196 | 58.8 | 0 | 0 | 0 | 0 | 0 | 0 | 0 | 0 | 0 | 0 | 196 | 0 | 0 | 0 | 0
7427 | 0 | 0 | 1.88 | -0.41 | 1.04 | 4.44 | 0 | 3.7 | 1.11 | 0 | 0 | 0 | 0 | 0 | 0 | 0 | 0 | 0 | 0 | 3.7 | 0 | 0 | 0 | 0
7427 | 0 | 0 | 2.19 | -0.48 | 1.04 | 5.16 | 0 | 4.3 | 1.29 | 0 | 0 | 0 | 0 | 0 | 0 | 0 | 0 | 0 | 0 | 4.3 | 0 | 0 | 0 | 0
7138 | 16.25 | -1.81 | 8.3 | -1.81 | 1 | 19.56 | 1 | 16.3 | 4.89 | 0 | 0 | 0 | 0 | 0 | 0 | 0 | 0 | 0 | 0 | 16.3 | 0 | 0 | 0 | 0
7138 | 205.97 | -22.93 | 105.13 | -22.93 | 1 | 247.86 | 1 | 206.55 | 61.97 | 0 | 0 | 0 | 0 | 0 | 0 | 0 | 0 | 0 | 0 | 206.55 | 0 | 0 | 0 | 0
7138 | 205.97 | -22.93 | 105.13 | -22.93 | 1 | 247.86 | 1 | 206.55 | 61.97 | 0 | 0 | 0 | 0 | 0 | 0 | 0 | 0 | 0 | 0 | 206.55 | 0 | 0 | 0 | 0
7138 | 205.97 | -22.93 | 105.13 | -22.93 | 1 | 247.86 | 1 | 206.55 | 61.97 | 0 | 0 | 0 | 0 | 0 | 0 | 0 | 0 | 0 | 0 | 206.55 | 0 | 0 | 0 | 0
7138 | 205.97 | -22.93 | 105.13 | -22.93 | 1 | 247.86 | 1 | 206.55 | 61.97 | 0 | 0 | 0 | 0 | 0 | 0 | 0 | 0 | 0 | 0 | 206.55 | 0 | 0 | 0 | 0
7138 | 379.64 | -42.26 | 193.78 | -42.26 | 1 | 456.84 | 1 | 380.7 | 114.21 | 0 | 0 | 0 | 0 | 0 | 0 | 0 | 0 | 0 | 0 | 380.7 | 0 | 0 | 0 | 0
7138 | 58.84 | -6.55 | 30.03 | -6.55 | 1 | 70.8 | 1 | 59 | 17.7 | 0 | 0 | 0 | 0 | 0 | 0 | 0 | 0 | 0 | 0 | 59 | 0 | 0 | 0 | 0
7138 | 58.84 | -6.55 | 30.03 | -6.55 | 1 | 70.8 | 1 | 59 | 17.7 | 0 | 0 | 0 | 0 | 0 | 0 | 0 | 0 | 0 | 0 | 59 | 0 | 0 | 0 | 0
7138 | 58.84 | -6.55 | 30.03 | -6.55 | 1 | 70.8 | 1 | 59 | 17.7 | 0 | 0 | 0 | 0 | 0 | 0 | 0 | 0 | 0 | 0 | 59 | 0 | 0 | 0 | 0
7138 | 58.84 | -6.55 | 30.03 | -6.55 | 1 | 70.8 | 1 | 59 | 17.7 | 0 | 0 | 0 | 0 | 0 | 0 | 0 | 0 | 0 | 0 | 59 | 0 | 0 | 0 | 0
7145 | 10.17 | -1.13 | 5.19 | -1.13 | 1.01 | 12.24 | 1 | 10.2 | 3.06 | 0 | 0 | 0 | 0 | 0 | 0 | 0 | 0 | 0 | 0 | 10.2 | 0 | 0 | 0 | 0
7389 | 110.29 | 56.3 | 56.3 | -12.28 | 1.04 | 132.72 | 1 | 110.6 | 33.18 | 0 | 0 | 0 | 0 | 0 | 0 | 0 | 0 | 0 | 0 | 110.6 | 0 | 0 | 0 | 0
7389 | 110.29 | 56.3 | 56.3 | -12.28 | 1.04 | 132.72 | 1 | 110.6 | 33.18 | 0 | 0 | 0 | 0 | 0 | 0 | 0 | 0 | 0 | 0 | 110.6 | 0 | 0 | 0 | 0
7389 | 110.29 | 56.3 | 56.3 | -12.28 | 1.04 | 132.72 | 1 | 110.6 | 33.18 | 0 | 0 | 0 | 0 | 0 | 0 | 0 | 0 | 0 | 0 | 110.6 | 0 | 0 | 0 | 0
7389 | 110.29 | 56.3 | 56.3 | -12.28 | 1.04 | 132.72 | 1 | 110.6 | 33.18 | 0 | 0 | 0 | 0 | 0 | 0 | 0 | 0 | 0 | 0 | 110.6 | 0 | 0 | 0 | 0
7389 | 110.29 | 54.93 | 56.3 | -12.28 | 1.04 | 132.72 | 1 | 110.6 | 33.18 | 0 | 0 | 0 | 0 | 0 | 0 | 0 | 0 | 0 | 0 | 110.6 | 0 | 0 | 0 | 0
7389 | 110.29 | 45.65 | 56.3 | -12.28 | 1.04 | 132.72 | 1 | 110.6 | 33.2 | 0 | 0 | 0 | 0 | 0 | 0 | 0 | 0 | 0 | 0 | 110.6 | 0 | 0 | 0 | 0
7389 | 87.48 | 44.65 | 44.65 | -9.74 | 1.04 | 105.26 | 1 | 87.72 | 26.32 | 0 | 0 | 0 | 0 | 0 | 0 | 0 | 0 | 0 | 0 | 87.72 | 0 | 0 | 0 | 0
7389 | 87.48 | 44.65 | 44.65 | -9.74 | 1.04 | 105.26 | 1 | 87.72 | 26.3 | 0 | 0 | 0 | 0 | 0 | 0 | 0 | 0 | 0 | 0 | 87.72 | 0 | 0 | 0 | 0
7170 | 333.76 | 130.81 | 178.59 | -38.95 | 1.04 | 421.04 | 1 | 350.87 | 105.26 | 0 | 0 | 0 | 0 | 0 | 0 | 0 | 0 | 0 | 0 | 350.87 | 0 | 0 | 0 | 0
7400 | 6.88 | 3.51 | 3.51 | -0.77 | 1.03 | 8.28 | 1 | 6.9 | 2.07 | 0 | 0 | 0 | 0 | 0 | 0 | 0 | 0 | 0 | 0 | 6.9 | 0 | 0 | 0 | 0
7400 | 47.87 | 13.81 | 24.43 | -5.33 | 1.03 | 57.6 | 1 | 48 | 14.4 | 0 | 0 | 0 | 0 | 0 | 0 | 0 | 0 | 0 | 0 | 48 | 0 | 0 | 0 | 0
7400 | 0 | 0 | 2.55 | -0.55 | 1.03 | 6 | 0 | 5 | 1.5 | 0 | 0 | 0 | 0 | 0 | 0 | 0 | 0 | 0 | 0 | 5 | 0 | 0 | 0 | 0
7400 | 34.9 | 17.81 | 17.81 | -3.88 | 1.03 | 42 | 1 | 35 | 10.5 | 0 | 0 | 0 | 0 | 0 | 0 | 0 | 0 | 0 | 0 | 35 | 0 | 0 | 0 | 0
7400 | 7.48 | 3.82 | 3.82 | -0.83 | 1.03 | 9 | 1 | 7.5 | 2.25 | 0 | 0 | 0 | 0 | 0 | 0 | 0 | 0 | 0 | 0 | 7.5 | 0 | 0 | 0 | 0
7400 | 230.31 | 49.08 | 117.55 | -25.64 | 1.03 | 277.14 | 1 | 230.95 | 69.28 | 0 | 0 | 0 | 0 | 0 | 0 | 0 | 0 | 0 | 0 | 230.95 | 0 | 0 | 0 | 0
7400 | 230.31 | 42.27 | 117.55 | -25.64 | 1.03 | 277.14 | 1 | 230.95 | 69.28 | 0 | 0 | 0 | 0 | 0 | 0 | 0 | 0 | 0 | 0 | 230.95 | 0 | 0 | 0 | 0
7400 | 230.31 | 76.74 | 117.55 | -25.64 | 1.03 | 277.14 | 1 | 230.95 | 69.28 | 0 | 0 | 0 | 0 | 0 | 0 | 0 | 0 | 0 | 0 | 230.95 | 0 | 0 | 0 | 0
7400 | 230.31 | 117.55 | 117.55 | -25.64 | 1.03 | 277.14 | 1 | 230.95 | 69.28 | 0 | 0 | 0 | 0 | 0 | 0 | 0 | 0 | 0 | 0 | 230.95 | 0 | 0 | 0 | 0
7208 | 0 | 0 | 2.04 | -0.44 | 1.04 | 4.8 | 0 | 4 | 1.2 | 0 | 0 | 0 | 0 | 0 | 0 | 0 | 0 | 0 | 0 | 4 | 0 | 0 | 0 | 0
7208 | 762.86 | 84.91 | 389.39 | -84.92 | 1.04 | 918 | 1 | 765 | 229.5 | 0 | 0 | 0 | 0 | 0 | 0 | 0 | 0 | 0 | 0 | 765 | 0 | 0 | 0 | 0
7208 | 762.86 | 111.04 | 389.39 | -84.92 | 1.04 | 918 | 1 | 765 | 229.5 | 0 | 0 | 0 | 0 | 0 | 0 | 0 | 0 | 0 | 0 | 765 | 0 | 0 | 0 | 0
7208 | 178 | 29.21 | 90.86 | -19.81 | 1.04 | 214.2 | 1 | 178.5 | 53.55 | 0 | 0 | 0 | 0 | 0 | 0 | 0 | 0 | 0 | 0 | 178.5 | 0 | 0 | 0 | 0
7208 | 178 | 40.97 | 90.86 | -19.81 | 1.04 | 214.2 | 1 | 178.5 | 53.55 | 0 | 0 | 0 | 0 | 0 | 0 | 0 | 0 | 0 | 0 | 178.5 | 0 | 0 | 0 | 0
7208 | 178 | 26.57 | 90.86 | -19.81 | 1.04 | 214.2 | 1 | 178.5 | 53.55 | 0 | 0 | 0 | 0 | 0 | 0 | 0 | 0 | 0 | 0 | 178.5 | 0 | 0 | 0 | 0
7138 | 303.75 | -33.81 | 155.04 | -33.81 | 1.01 | 365.52 | 1 | 304.6 | 91.38 | 0 | 0 | 0 | 0 | 0 | 0 | 0 | 0 | 0 | 0 | 304.6 | 0 | 0 | 0 | 0
7138 | 90.39 | -10.06 | 46.14 | -10.06 | 1.01 | 108.77 | 1 | 90.64 | 27.19 | 0 | 0 | 0 | 0 | 0 | 0 | 0 | 0 | 0 | 0 | 90.64 | 0 | 0 | 0 | 0
7138 | 90.39 | -10.06 | 46.14 | -10.06 | 1.01 | 108.77 | 1 | 90.64 | 27.19 | 0 | 0 | 0 | 0 | 0 | 0 | 0 | 0 | 0 | 0 | 90.64 | 0 | 0 | 0 | 0
7138 | 90.39 | -10.06 | 46.14 | -10.06 | 1.01 | 108.77 | 1 | 90.64 | 27.19 | 0 | 0 | 0 | 0 | 0 | 0 | 0 | 0 | 0 | 0 | 90.64 | 0 | 0 | 0 | 0
7138 | 180.77 | -20.12 | 92.27 | -20.12 | 1.01 | 217.54 | 1 | 181.28 | 54.38 | 0 | 0 | 0 | 0 | 0 | 0 | 0 | 0 | 0 | 0 | 181.28 | 0 | 0 | 0 | 0
7400 | 0 | 0 | 13.08 | -2.85 | 1.04 | 30.84 | 0 | 25.7 | 7.71 | 0 | 0 | 0 | 0 | 0 | 0 | 0 | 0 | 0 | 0 | 25.7 | 0 | 0 | 0 | 0
7400 | 0 | 0 | 7.64 | -1.67 | 1.04 | 18 | 0 | 15 | 4.5 | 0 | 0 | 0 | 0 | 0 | 0 | 0 | 0 | 0 | 0 | 15 | 0 | 0 | 0 | 0
7400 | 0 | 0 | 0 | 0 | 1.04 | 9 | 0 | 7.5 | 2.25 | 0 | 0 | 0 | 0 | 0 | 0 | 0 | 0 | 0 | 0 | 7.5 | 0 | 0 | 0 | 0
7400 | 21.22 | 0 | 0 | 0 | 1.04 | 33.96 | 1 | 21.22 | 21.22 | 0 | 0 | 0 | 0 | 0 | 0 | 0 | 0 | 0 | 0 | 28.3 | 0 | 0 | 0 | 0
7400 | 21.22 | 0 | 0 | 0 | 1.04 | 33.96 | 1 | 21.22 | 21.22 | 0 | 0 | 0 | 0 | 0 | 0 | 0 | 0 | 0 | 0 | 28.3 | 0 | 0 | 0 | 0
7400 | 21.22 | 0 | 0 | 0 | 1.04 | 33.96 | 1 | 21.22 | 21.22 | 0 | 0 | 0 | 0 | 0 | 0 | 0 | 0 | 0 | 0 | 28.3 | 0 | 0 | 0 | 0
7400 | 21.22 | 0 | 0 | 0 | 1.04 | 33.96 | 1 | 21.22 | 21.22 | 0 | 0 | 0 | 0 | 0 | 0 | 0 | 0 | 0 | 0 | 28.3 | 0 | 0 | 0 | 0
7400 | 42.45 | 0 | 0 | 0 | 1.04 | 67.92 | 1 | 42.45 | 42.45 | 0 | 0 | 0 | 0 | 0 | 0 | 0 | 0 | 0 | 0 | 56.6 | 0 | 0 | 0 | 0
7311 | 96.41 | 49.21 | 49.21 | -10.73 | 1.04 | 116.02 | 1 | 96.68 | 29 | 0 | 0 | 0 | 0 | 0 | 0 | 0 | 0 | 0 | 0 | 96.68 | 0 | 0 | 0 | 0
7311 | 96.41 | 49.21 | 49.21 | -10.73 | 1.04 | 116.02 | 1 | 96.68 | 29 | 0 | 0 | 0 | 0 | 0 | 0 | 0 | 0 | 0 | 0 | 96.68 | 0 | 0 | 0 | 0
7311 | 0 | 0 | 49.21 | -10.73 | 1.04 | 116.02 | 0 | 96.68 | 29 | 0 | 0 | 0 | 0 | 0 | 0 | 0 | 0 | 0 | 0 | 96.68 | 0 | 0 | 0 | 0
7311 | 96.41 | 49.21 | 49.21 | -10.73 | 1.04 | 116.02 | 1 | 96.68 | 29 | 0 | 0 | 0 | 0 | 0 | 0 | 0 | 0 | 0 | 0 | 96.68 | 0 | 0 | 0 | 0
7311 | 192.83 | 98.42 | 98.42 | -21.46 | 1.04 | 232.04 | 1 | 193.37 | 58.01 | 0 | 0 | 0 | 0 | 0 | 0 | 0 | 0 | 0 | 0 | 193.37 | 0 | 0 | 0 | 0
7422 | 37.82 | -13.82 | 63.36 | -13.82 | 1.02 | 149.37 | 1 | 124.48 | 37.34 | 0 | 0 | 0 | 0 | 0 | 0 | 0 | 0 | 0 | 0 | 124.47 | 0 | 0 | 0 | 0
7422 | 37.82 | -13.82 | 63.36 | -13.82 | 1.02 | 149.37 | 1 | 124.48 | 37.34 | 0 | 0 | 0 | 0 | 0 | 0 | 0 | 0 | 0 | 0 | 124.47 | 0 | 0 | 0 | 0
7422 | 37.82 | -13.82 | 63.36 | -13.82 | 1.02 | 149.37 | 1 | 124.48 | 37.34 | 0 | 0 | 0 | 0 | 0 | 0 | 0 | 0 | 0 | 0 | 124.47 | 0 | 0 | 0 | 0
7422 | 37.82 | -13.82 | 63.36 | -13.82 | 1.02 | 149.37 | 1 | 124.48 | 37.34 | 0 | 0 | 0 | 0 | 0 | 0 | 0 | 0 | 0 | 0 | 124.47 | 0 | 0 | 0 | 0
7069 | 30.97 | 42.25 | 51.87 | -11.31 | 1.04 | 122.28 | 1 | 101.9 | 30.57 | 0 | 0 | 0 | 0 | 0 | 0 | 0 | 0 | 0 | 0 | 101.9 | 0 | 0 | 0 | 0
7400 | 0 | 0 | 2.19 | -0.57 | 1.04 | 5.64 | 0 | 4.7 | 1.41 | 0 | 0 | 0 | 0 | 0 | 0 | 0 | 0 | 0 | 0 | 4.7 | 0 | 0 | 0 | 0
7400 | 137.81 | 153.88 | 211.33 | -55.33 | 1.04 | 544.2 | 1 | 453.5 | 136.05 | 0 | 0 | 0 | 0 | 0 | 0 | 0 | 0 | 0 | 0 | 453.5 | 0 | 0 | 0 | 0
7353 | 312.95 | 139.37 | 159.74 | -34.83 | 1.04 | 376.59 | 1 | 313.83 | 94.15 | 0 | 0 | 0 | 0 | 0 | 0 | 0 | 0 | 0 | 0 | 313.83 | 0 | 0 | 0 | 0
7353 | 312.95 | 60.08 | 159.74 | -34.83 | 1.04 | 376.59 | 1 | 313.83 | 94.15 | 0 | 0 | 0 | 0 | 0 | 0 | 0 | 0 | 0 | 0 | 313.83 | 0 | 0 | 0 | 0
7353 | 312.95 | 47.25 | 159.74 | -34.83 | 1.04 | 376.59 | 1 | 313.83 | 94.15 | 0 | 0 | 0 | 0 | 0 | 0 | 0 | 0 | 0 | 0 | 313.83 | 0 | 0 | 0 | 0
7353 | 312.95 | 49.14 | 159.74 | -34.83 | 1.04 | 376.59 | 1 | 313.83 | 94.15 | 0 | 0 | 0 | 0 | 0 | 0 | 0 | 0 | 0 | 0 | 313.83 | 0 | 0 | 0 | 0
7353 | 594.84 | 76.49 | 348.26 | -75.95 | 1.04 | 821.04 | 1 | 684.2 | 205.26 | 0 | 0 | 0 | 0 | 0 | 0 | 0 | 0 | 0 | 0 | 684.2 | 0 | 0 | 0 | 0
7353 | 591.07 | 124.13 | 348.26 | -75.95 | 1.04 | 821.04 | 1 | 684.2 | 205.26 | 0 | 0 | 0 | 0 | 0 | 0 | 0 | 0 | 0 | 0 | 684.2 | 0 | 0 | 0 | 0
7353 | 591.07 | 123.23 | 348.26 | -75.95 | 1.04 | 821.04 | 1 | 684.2 | 205.26 | 0 | 0 | 0 | 0 | 0 | 0 | 0 | 0 | 0 | 0 | 684.2 | 0 | 0 | 0 | 0
7353 | 591.02 | 128.79 | 348.26 | -75.95 | 1.04 | 821.04 | 1 | 684.2 | 205 | 0 | 0 | 0 | 0 | 0 | 0 | 0 | 0 | 0 | 0 | 684.2 | 0 | 0 | 0 | 0
7353 | 16.25 | 8.3 | 8.3 | -1.81 | 1.04 | 19.56 | 1 | 16.3 | 4.89 | 0 | 0 | 0 | 0 | 0 | 0 | 0 | 0 | 0 | 0 | 16.3 | 0 | 0 | 0 | 0
7353 | 224.57 | 39.17 | 114.63 | -25 | 1.04 | 270.24 | 1 | 225.2 | 67.56 | 0 | 0 | 0 | 0 | 0 | 0 | 0 | 0 | 0 | 0 | 225.2 | 0 | 0 | 0 | 0
7353 | 224.57 | 86.67 | 114.63 | -25 | 1.04 | 270.24 | 1 | 225.2 | 67.56 | 0 | 0 | 0 | 0 | 0 | 0 | 0 | 0 | 0 | 0 | 225.2 | 0 | 0 | 0 | 0
7353 | 224.57 | 52.95 | 114.63 | -25 | 1.04 | 270.24 | 1 | 225.2 | 67.56 | 0 | 0 | 0 | 0 | 0 | 0 | 0 | 0 | 0 | 0 | 225.2 | 0 | 0 | 0 | 0
7353 | 102.41 | 32.4 | 52.27 | -11.4 | 1.04 | 123.24 | 1 | 102.7 | 30.81 | 0 | 0 | 0 | 0 | 0 | 0 | 0 | 0 | 0 | 0 | 102.7 | 0 | 0 | 0 | 0
7400 | 106.97 | 32.85 | 54.6 | -11.91 | 1.04 | 128.72 | 1 | 107.27 | 32.18 | 0 | 0 | 0 | 0 | 0 | 0 | 0 | 0 | 0 | 0 | 107.27 | 0 | 0 | 0 | 0
7400 | 106.97 | 26.39 | 54.6 | -11.91 | 1.04 | 128.72 | 1 | 107.27 | 32.18 | 0 | 0 | 0 | 0 | 0 | 0 | 0 | 0 | 0 | 0 | 107.27 | 0 | 0 | 0 | 0
7400 | 106.97 | 31.59 | 54.6 | -11.91 | 1.04 | 128.72 | 1 | 107.27 | 32.18 | 0 | 0 | 0 | 0 | 0 | 0 | 0 | 0 | 0 | 0 | 107.27 | 0 | 0 | 0 | 0
7400 | 106.97 | 33.74 | 54.6 | -11.91 | 1.04 | 128.72 | 1 | 107.27 | 32.18 | 0 | 0 | 0 | 0 | 0 | 0 | 0 | 0 | 0 | 0 | 107.27 | 0 | 0 | 0 | 0
7400 | 106.97 | 54.6 | 54.6 | -11.91 | 1.04 | 128.72 | 1 | 107.27 | 32.18 | 0 | 0 | 0 | 0 | 0 | 0 | 0 | 0 | 0 | 0 | 107.27 | 0 | 0 | 0 | 0
7400 | 106.97 | 41.49 | 54.6 | -11.91 | 1.04 | 128.72 | 1 | 107.27 | 32.18 | 0 | 0 | 0 | 0 | 0 | 0 | 0 | 0 | 0 | 0 | 107.27 | 0 | 0 | 0 | 0
7375 | 183.15 | 40.55 | 93.48 | -20.39 | 1.04 | 220.39 | 1 | 183.66 | 55.1 | 0 | 0 | 0 | 0 | 0 | 0 | 0 | 0 | 0 | 0 | 183.66 | 0 | 0 | 0 | 0
7400 | 183.15 | 44.01 | 93.48 | -20.39 | 1.04 | 220.39 | 1 | 183.66 | 55.1 | 0 | 0 | 0 | 0 | 0 | 0 | 0 | 0 | 0 | 0 | 183.66 | 0 | 0 | 0 | 0
7400 | 183.15 | 56.14 | 93.48 | -20.39 | 1.04 | 220.39 | 1 | 183.66 | 55.1 | 0 | 0 | 0 | 0 | 0 | 0 | 0 | 0 | 0 | 0 | 183.66 | 0 | 0 | 0 | 0
7400 | 183.15 | 45.67 | 93.48 | -20.39 | 1.04 | 220.39 | 1 | 183.66 | 55.1 | 0 | 0 | 0 | 0 | 0 | 0 | 0 | 0 | 0 | 0 | 183.66 | 0 | 0 | 0 | 0
7400 | 183.15 | 49.27 | 93.48 | -20.39 | 1.04 | 220.39 | 1 | 183.66 | 55.1 | 0 | 0 | 0 | 0 | 0 | 0 | 0 | 0 | 0 | 0 | 183.66 | 0 | 0 | 0 | 0
7389 | 541.28 | 276.29 | 276.29 | -60.25 | 1.04 | 651.36 | 1 | 542.8 | 162.84 | 0 | 0 | 0 | 0 | 0 | 0 | 0 | 0 | 0 | 0 | 542.8 | 0 | 0 | 0 | 0
7400 | 71.8 | -7.99 | 36.65 | -7.99 | 1 | 86.4 | 1 | 72 | 21.6 | 0 | 0 | 0 | 0 | 0 | 0 | 0 | 0 | 0 | 0 | 72 | 0 | 0 | 0 | 0
7400 | 71.8 | -7.99 | 36.65 | -7.99 | 1 | 86.4 | 1 | 72 | 21.6 | 0 | 0 | 0 | 0 | 0 | 0 | 0 | 0 | 0 | 0 | 72 | 0 | 0 | 0 | 0
7400 | 71.8 | -7.99 | 36.65 | -7.99 | 1 | 86.4 | 1 | 72 | 21.6 | 0 | 0 | 0 | 0 | 0 | 0 | 0 | 0 | 0 | 0 | 72 | 0 | 0 | 0 | 0
7400 | 71.8 | -7.99 | 36.65 | -7.99 | 1 | 86.4 | 1 | 72 | 21.6 | 0 | 0 | 0 | 0 | 0 | 0 | 0 | 0 | 0 | 0 | 72 | 0 | 0 | 0 | 0
7400 | 143.6 | -15.98 | 73.3 | -15.98 | 1 | 172.8 | 1 | 144 | 43.2 | 0 | 0 | 0 | 0 | 0 | 0 | 0 | 0 | 0 | 0 | 144 | 0 | 0 | 0 | 0
7400 | 445.15 | -49.55 | 227.22 | -49.55 | 1 | 535.68 | 1 | 446.4 | 133.92 | 0 | 0 | 0 | 0 | 0 | 0 | 0 | 0 | 0 | 0 | 446.4 | 0 | 0 | 0 | 0
7406 | 62.92 | 32.12 | 32.12 | -7 | 1.04 | 75.72 | 1 | 63.1 | 18.93 | 0 | 0 | 0 | 0 | 0 | 0 | 0 | 0 | 0 | 0 | 63.1 | 0 | 0 | 0 | 0
7406 | 309.13 | 157.79 | 157.79 | -34.41 | 1.04 | 372 | 1 | 310 | 93 | 0 | 0 | 0 | 0 | 0 | 0 | 0 | 0 | 0 | 0 | 310 | 0 | 0 | 0 | 0
7406 | 102.11 | 52.12 | 52.12 | -11.37 | 1.03 | 122.88 | 1 | 102.4 | 30.72 | 0 | 0 | 0 | 0 | 0 | 0 | 0 | 0 | 0 | 0 | 102.4 | 0 | 0 | 0 | 0
7283 | 87.95 | 12.12 | 44.89 | -9.79 | 1 | 105.84 | 1 | 88.2 | 26.46 | 0 | 0 | 0 | 0 | 0 | 0 | 0 | 0 | 0 | 0 | 88.2 | 0 | 0 | 0 | 0
7283 | 87.95 | 12.12 | 44.89 | -9.79 | 1 | 105.84 | 1 | 88.2 | 26.46 | 0 | 0 | 0 | 0 | 0 | 0 | 0 | 0 | 0 | 0 | 88.2 | 0 | 0 | 0 | 0
7422 | 2.07 | 3.46 | 3.46 | -0.75 | 1.04 | 8.16 | 1 | 6.8 | 2.04 | 0 | 0 | 0 | 0 | 0 | 0 | 0 | 0 | 0 | 0 | 6.8 | 0 | 0 | 0 | 0
7422 | 52.33 | 50.12 | 87.65 | -19.11 | 1.04 | 206.64 | 1 | 172.2 | 51.66 | 0 | 0 | 0 | 0 | 0 | 0 | 0 | 0 | 0 | 0 | 172.2 | 0 | 0 | 0 | 0
7422 | 52.33 | 50.12 | 87.65 | -19.11 | 1.04 | 206.64 | 1 | 172.2 | 51.66 | 0 | 0 | 0 | 0 | 0 | 0 | 0 | 0 | 0 | 0 | 172.2 | 0 | 0 | 0 | 0
7422 | 34.19 | 50.12 | 57.26 | -12.49 | 1.04 | 135 | 1 | 112.5 | 33.75 | 0 | 0 | 0 | 0 | 0 | 0 | 0 | 0 | 0 | 0 | 112.5 | 0 | 0 | 0 | 0
7422 | 34.19 | 50.12 | 57.26 | -12.49 | 1.04 | 135 | 1 | 112.5 | 33.75 | 0 | 0 | 0 | 0 | 0 | 0 | 0 | 0 | 0 | 0 | 112.5 | 0 | 0 | 0 | 0
7422 | 34.19 | 50.12 | 57.26 | -12.49 | 1.04 | 135 | 1 | 112.5 | 33.75 | 0 | 0 | 0 | 0 | 0 | 0 | 0 | 0 | 0 | 0 | 112.5 | 0 | 0 | 0 | 0
7422 | 34.19 | 50.12 | 57.26 | -12.49 | 1.04 | 135 | 1 | 112.5 | 33.75 | 0 | 0 | 0 | 0 | 0 | 0 | 0 | 0 | 0 | 0 | 112.5 | 0 | 0 | 0 | 0
7422 | 58.07 | 50.12 | 97.27 | -21.21 | 1.04 | 229.32 | 1 | 191.1 | 57.33 | 0 | 0 | 0 | 0 | 0 | 0 | 0 | 0 | 0 | 0 | 191.1 | 0 | 0 | 0 | 0
7422 | 52.33 | 50.12 | 87.65 | -19.11 | 1.04 | 206.64 | 1 | 172.2 | 51.66 | 0 | 0 | 0 | 0 | 0 | 0 | 0 | 0 | 0 | 0 | 172.2 | 0 | 0 | 0 | 0
7422 | 52.33 | 50.12 | 87.65 | -19.11 | 1.04 | 206.64 | 1 | 172.2 | 51.66 | 0 | 0 | 0 | 0 | 0 | 0 | 0 | 0 | 0 | 0 | 172.2 | 0 | 0 | 0 | 0
7422 | 52.33 | 50.12 | 87.65 | -19.11 | 1.04 | 206.64 | 1 | 172.2 | 51.66 | 0 | 0 | 0 | 0 | 0 | 0 | 0 | 0 | 0 | 0 | 172.2 | 0 | 0 | 0 | 0
7428 | 30.55 | 27.28 | 51.16 | -11.16 | 1.04 | 120.62 | 1 | 100.52 | 30.16 | 0 | 0 | 0 | 0 | 0 | 0 | 0 | 0 | 0 | 0 | 100.52 | 0 | 0 | 0 | 0
7428 | 39.5 | 27.28 | 66.17 | -14.43 | 1.04 | 156 | 1 | 130 | 39 | 0 | 0 | 0 | 0 | 0 | 0 | 0 | 0 | 0 | 0 | 130 | 0 | 0 | 0 | 0
7428 | 39.5 | 27.28 | 66.17 | -14.43 | 1.04 | 156 | 1 | 130 | 39 | 0 | 0 | 0 | 0 | 0 | 0 | 0 | 0 | 0 | 0 | 130 | 0 | 0 | 0 | 0
7428 | 30.55 | 27.28 | 51.16 | -11.16 | 1.04 | 120.62 | 1 | 100.52 | 30.16 | 0 | 0 | 0 | 0 | 0 | 0 | 0 | 0 | 0 | 0 | 100.52 | 0 | 0 | 0 | 0
7428 | 30.55 | 27.28 | 51.16 | -11.16 | 1.04 | 120.62 | 1 | 100.52 | 30.16 | 0 | 0 | 0 | 0 | 0 | 0 | 0 | 0 | 0 | 0 | 100.52 | 0 | 0 | 0 | 0
7428 | 30.55 | 27.28 | 51.16 | -11.16 | 1.04 | 120.62 | 1 | 100.52 | 30.16 | 0 | 0 | 0 | 0 | 0 | 0 | 0 | 0 | 0 | 0 | 100.52 | 0 | 0 | 0 | 0
7428 | 30.55 | 27.28 | 51.16 | -11.16 | 1.04 | 120.62 | 1 | 100.52 | 30.16 | 0 | 0 | 0 | 0 | 0 | 0 | 0 | 0 | 0 | 0 | 100.52 | 0 | 0 | 0 | 0
7428 | 30.55 | 27.28 | 51.16 | -11.16 | 1.04 | 120.62 | 1 | 100.52 | 30.16 | 0 | 0 | 0 | 0 | 0 | 0 | 0 | 0 | 0 | 0 | 100.52 | 0 | 0 | 0 | 0
7428 | 22.79 | 27.28 | 38.17 | -8.33 | 1.04 | 90 | 1 | 75 | 22.5 | 0 | 0 | 0 | 0 | 0 | 0 | 0 | 0 | 0 | 0 | 75 | 0 | 0 | 0 | 0
7428 | 0 | 0 | 41.23 | -8.99 | 1.04 | 97.2 | 0 | 81 | 24.3 | 0 | 0 | 0 | 0 | 0 | 0 | 0 | 0 | 0 | 0 | 81 | 0 | 0 | 0 | 0
7428 | 3.56 | 5.96 | 5.96 | -1.3 | 1.04 | 14.04 | 1 | 11.7 | 3.51 | 0 | 0 | 0 | 0 | 0 | 0 | 0 | 0 | 0 | 0 | 11.7 | 0 | 0 | 0 | 0
7389 | 33 | 0 | 0 | 0 | 1.04 | 52.8 | 1 | 33 | 33 | 0 | 0 | 0 | 0 | 0 | 0 | 0 | 0 | 0 | 0 | 44 | 0 | 0 | 0 | 0
8033 | 0 | 0 | 119.58 | -26.08 | 1.04 | 281.91 | 0 | 234.93 | 70.48 | 0 | 0 | 0 | 0 | 0 | 0 | 0 | 0 | 0 | 0 | 234.93 | 0 | 0 | 0 | 0
7389 | 0 | 0 | 119.58 | -26.08 | 1.04 | 281.91 | 0 | 234.93 | 70.48 | 0 | 0 | 0 | 0 | 0 | 0 | 0 | 0 | 0 | 0 | 234.93 | 0 | 0 | 0 | 0
7389 | 0 | 0 | 119.58 | -26.08 | 1.04 | 281.91 | 0 | 234.93 | 70.48 | 0 | 0 | 0 | 0 | 0 | 0 | 0 | 0 | 0 | 0 | 234.93 | 0 | 0 | 0 | 0
7389 | 0 | 0 | 119.58 | -26.08 | 1.04 | 281.91 | 0 | 234.93 | 70.48 | 0 | 0 | 0 | 0 | 0 | 0 | 0 | 0 | 0 | 0 | 234.93 | 0 | 0 | 0 | 0
8147 | 172.19 | -19.17 | 87.89 | -19.17 | 1.01 | 207.2 | 1 | 172.67 | 51.8 | 0 | 0 | 0 | 0 | 0 | 0 | 0 | 0 | 0 | 0 | 172.67 | 0 | 0 | 0 | 0
8147 | 0 | 0 | 87.89 | -19.17 | 1.01 | 207.2 | 0 | 172.67 | 51.8 | 0 | 0 | 0 | 0 | 0 | 0 | 0 | 0 | 0 | 0 | 172.67 | 0 | 0 | 0 | 0
8147 | 172.19 | 87.89 | 87.89 | -19.17 | 1.04 | 207.2 | 1 | 172.67 | 51.8 | 0 | 0 | 0 | 0 | 0 | 0 | 0 | 0 | 0 | 0 | 172.67 | 0 | 0 | 0 | 0
8147 | 172.19 | -19.17 | 87.89 | -19.17 | 1.01 | 207.2 | 1 | 172.67 | 51.8 | 0 | 0 | 0 | 0 | 0 | 0 | 0 | 0 | 0 | 0 | 172.67 | 0 | 0 | 0 | 0
8147 | 0 | 0 | 87.89 | -19.17 | 1.01 | 207.2 | 0 | 172.67 | 51.8 | 0 | 0 | 0 | 0 | 0 | 0 | 0 | 0 | 0 | 0 | 172.67 | 0 | 0 | 0 | 0
8147 | 0 | 0 | 87.89 | -19.17 | 1.01 | 207.2 | 0 | 172.67 | 51.8 | 0 | 0 | 0 | 0 | 0 | 0 | 0 | 0 | 0 | 0 | 172.67 | 0 | 0 | 0 | 0
8060 | 0 | 0 | 276.52 | -72.39 | 1 | 712.08 | 0 | 593.4 | 178.02 | 0 | 0 | 0 | 0 | 0 | 0 | 0 | 0 | 0 | 0 | 593.4 | 0 | 0 | 0 | 0
8060 | 0 | 0 | 276.52 | -72.39 | 1 | 712.08 | 0 | 593.4 | 178.02 | 0 | 0 | 0 | 0 | 0 | 0 | 0 | 0 | 0 | 0 | 593.4 | 0 | 0 | 0 | 0
8070 | 0 | 0 | 431 | -112.84 | 1 | 1109.88 | 0 | 924.9 | 277.47 | 0 | 0 | 0 | 0 | 0 | 0 | 0 | 0 | 0 | 0 | 924.9 | 0 | 0 | 0 | 0
8070 | 922.32 | -81.81 | 431 | -112.84 | 1 | 1109.88 | 1 | 924.9 | 277.47 | 0 | 0 | 0 | 0 | 0 | 0 | 0 | 0 | 0 | 0 | 924.9 | 0 | 0 | 0 | 0
8077 | 234.24 | 11.1 | 119.56 | -26.07 | 1.03 | 281.88 | 1 | 234.9 | 70.47 | 0 | 0 | 0 | 0 | 0 | 0 | 0 | 0 | 0 | 0 | 234.9 | 0 | 0 | 0 | 0
8077 | 234.24 | 9.48 | 119.56 | -26.07 | 1.03 | 281.88 | 1 | 234.9 | 70.47 | 0 | 0 | 0 | 0 | 0 | 0 | 0 | 0 | 0 | 0 | 234.9 | 0 | 0 | 0 | 0
8077 | 234.24 | 10.99 | 119.56 | -26.07 | 1.03 | 281.88 | 1 | 234.9 | 70.47 | 0 | 0 | 0 | 0 | 0 | 0 | 0 | 0 | 0 | 0 | 234.9 | 0 | 0 | 0 | 0
8077 | 234.24 | 10.4 | 119.56 | -26.07 | 1.03 | 281.88 | 1 | 234.9 | 70.47 | 0 | 0 | 0 | 0 | 0 | 0 | 0 | 0 | 0 | 0 | 234.9 | 0 | 0 | 0 | 0
8087 | 0 | 0 | 418.33 | -109.52 | 1.04 | 1077.24 | 0 | 897.7 | 269.31 | 0 | 0 | 0 | 0 | 0 | 0 | 0 | 0 | 0 | 0 | 897.7 | 0 | 0 | 0 | 0
8155 | 895.19 | 157.09 | 418.33 | -109.52 | 1.04 | 1077.24 | 1 | 897.7 | 269.31 | 0 | 0 | 0 | 0 | 0 | 0 | 0 | 0 | 0 | 0 | 897.7 | 0 | 0 | 0 | 0
8116 | 85.5 | 0 | 0 | 0 | 1.04 | 136.8 | 1 | 85.5 | 85.5 | 0 | 0 | 0 | 0 | 0 | 0 | 0 | 0 | 0 | 0 | 114 | 0 | 0 | 0 | 0
8116 | 0 | 0 | 4.66 | -1.22 | 1.04 | 12 | 0 | 10 | 3 | 0 | 0 | 0 | 0 | 0 | 0 | 0 | 0 | 0 | 0 | 10 | 0 | 0 | 0 | 0
8116 | 0 | 0 | 163.89 | -42.91 | 1.04 | 422.04 | 0 | 351.7 | 105.51 | 0 | 0 | 0 | 0 | 0 | 0 | 0 | 0 | 0 | 0 | 351.7 | 0 | 0 | 0 | 0
8116 | 227.51 | 90.76 | 163.89 | -42.91 | 1.04 | 422.04 | 1 | 351.7 | 105.51 | 0 | 0 | 0 | 0 | 0 | 0 | 0 | 0 | 0 | 0 | 351.7 | 0 | 0 | 0 | 0
8129 | 658.16 | -38.52 | 307.56 | -80.52 | 1.03 | 792 | 1 | 660 | 198 | 0 | 0 | 0 | 0 | 0 | 0 | 0 | 0 | 0 | 0 | 660 | 0 | 0 | 0 | 0
8129 | 658.16 | -4.37 | 307.56 | -80.52 | 1.03 | 792 | 1 | 660 | 198 | 0 | 0 | 0 | 0 | 0 | 0 | 0 | 0 | 0 | 0 | 660 | 0 | 0 | 0 | 0
8129 | 658.16 | -27.45 | 307.56 | -80.52 | 1.03 | 792 | 1 | 660 | 198 | 0 | 0 | 0 | 0 | 0 | 0 | 0 | 0 | 0 | 0 | 660 | 0 | 0 | 0 | 0
8147 | 0 | 0 | 1.86 | -0.49 | 1.03 | 4.8 | 0 | 4 | 1.2 | 0 | 0 | 0 | 0 | 0 | 0 | 0 | 0 | 0 | 0 | 4 | 0 | 0 | 0 | 0
8147 | 0 | 0 | 111.51 | -29.19 | 1.03 | 287.16 | 0 | 239.3 | 71.79 | 0 | 0 | 0 | 0 | 0 | 0 | 0 | 0 | 0 | 0 | 239.3 | 0 | 0 | 0 | 0
8158 | 0 | 0 | 11.2 | -2.44 | 1 | 26.4 | 0 | 22 | 6.6 | 0 | 0 | 0 | 0 | 0 | 0 | 0 | 0 | 0 | 0 | 22 | 0 | 0 | 0 | 0
8155 | 0 | 0 | 81.36 | -21.3 | 1 | 209.52 | 0 | 174.6 | 52.38 | 0 | 0 | 0 | 0 | 0 | 0 | 0 | 0 | 0 | 0 | 174.6 | 0 | 0 | 0 | 0
8155 | 174.11 | -21.3 | 81.36 | -21.3 | 1 | 209.52 | 1 | 174.6 | 52.38 | 0 | 0 | 0 | 0 | 0 | 0 | 0 | 0 | 0 | 0 | 174.6 | 0 | 0 | 0 | 0
8158 | 0 | 0 | 53.44 | -11.65 | 1 | 126 | 0 | 105 | 31.5 | 0 | 0 | 0 | 0 | 0 | 0 | 0 | 0 | 0 | 0 | 105 | 0 | 0 | 0 | 0
8158 | 0 | 0 | 49.98 | -10.9 | 1 | 117.84 | 0 | 98.2 | 29.46 | 0 | 0 | 0 | 0 | 0 | 0 | 0 | 0 | 0 | 0 | 98.2 | 0 | 0 | 0 | 0

## Branch
fbus | tbus | r | x | b | rateA | rateB | rateC | ratio | angle | status | angmin | angmax | Pf | Qf | Pt | Qt | mu_Sf | mu_St | mu_angmin | mu_angmax
1001 | 1064 | 0.00524 | 0.0358 | 0 | 221 | 0 | 0 | 0 | 0 | 1 | 0 | 0 | 67.47 | 10.9 | -67.21 | -9.73 | 0 | 0 | 0 | 0
1001 | 1064 | 0.00524 | 0.0358 | 0 | 221 | 0 | 0 | 0 | 0 | 1 | 0 | 0 | 67.47 | 10.9 | -67.21 | -9.73 | 0 | 0 | 0 | 0
1033 | 1081 | 0.003 | 0.031 | 0 | 548 | 0 | 0 | 0 | 0 | 1 | 0 | 0 | 102.83 | -22.01 | -102.51 | 19.17 | 0 | 0 | 0 | 0
4003 | 4040 | 0.01209 | 0.07809 | 0 | 250 | 0 | 0 | 0 | 0 | 1 | 0 | 0 | -171.51 | 5.85 | 175.11 | 15.86 | 0 | 0 | 0 | 0
4007 | 4122 | 0.00469 | 0.02091 | 0 | 221 | 0 | 0 | 0 | 0 | 1 | 0 | 0 | -110.47 | -9.72 | 111.05 | 11.99 | 0 | 0 | 0 | 0
4019 | 4067 | 0.00919 | 0.06276 | 0 | 221 | 0 | 0 | 0 | 0 | 1 | 0 | 0 | -76.74 | 9.12 | 77.31 | -6.29 | 0 | 0 | 0 | 0
4019 | 4067 | 0.00919 | 0.06276 | 0 | 221 | 0 | 0 | 0 | 0 | 1 | 0 | 0 | -76.74 | 9.12 | 77.31 | -6.29 | 0 | 0 | 0 | 0
4033 | 4101 | 0.0036 | 0.016 | 0 | 150 | 0 | 0 | 0 | 0 | 1 | 0 | 0 | -12.33 | 18.86 | 12.35 | -19.08 | 0 | 0 | 0 | 0
4033 | 4147 | 0.00984 | 0.06854 | 0 | 221 | 0 | 0 | 0 | 0 | 1 | 0 | 0 | -36.61 | -21.29 | 36.78 | 21.35 | 0 | 0 | 0 | 0
4033 | 4147 | 0.00984 | 0.06854 | 0 | 221 | 0 | 0 | 0 | 0 | 1 | 0 | 0 | -36.61 | -21.29 | 36.78 | 21.35 | 0 | 0 | 0 | 0
4033 | 4190 | 0.00397 | 0.01648 | 0 | 149 | 0 | 0 | 0 | 0 | 1 | 0 | 0 | -40.71 | -12.05 | 40.78 | 12.07 | 0 | 0 | 0 | 0
4066 | 4107 | 0.00316 | 0.02043 | 0 | 221 | 0 | 0 | 0 | 0 | 1 | 0 | 0 | -88.95 | 37.03 | 89.23 | -35.58 | 0 | 0 | 0 | 0
4066 | 4107 | 0.00316 | 0.02043 | 0 | 221 | 0 | 0 | 0 | 0 | 1 | 0 | 0 | -88.95 | 37.03 | 89.23 | -35.58 | 0 | 0 | 0 | 0
4079 | 4040 | 0.00457 | 0.03186 | 0 | 300 | 0 | 0 | 0 | 0 | 1 | 0 | 0 | -173.88 | -10.93 | 175.25 | 19.92 | 0 | 0 | 0 | 0
4079 | 4040 | 0.00457 | 0.03186 | 0 | 300 | 0 | 0 | 0 | 0 | 1 | 0 | 0 | -173.88 | -10.93 | 175.25 | 19.92 | 0 | 0 | 0 | 0
4079 | 4040 | 0.00457 | 0.03186 | 0 | 300 | 0 | 0 | 0 | 0 | 1 | 0 | 0 | -173.88 | -10.93 | 175.25 | 19.92 | 0 | 0 | 0 | 0
4079 | 4157 | 0.00338 | 0.02308 | 0 | 250 | 0 | 0 | 0 | 0 | 1 | 0 | 0 | 175.22 | -7.86 | -174.19 | 14.46 | 0 | 0 | 0 | 0
4079 | 4157 | 0.00338 | 0.02308 | 0 | 250 | 0 | 0 | 0 | 0 | 1 | 0 | 0 | 175.22 | -7.86 | -174.19 | 14.46 | 0 | 0 | 0 | 0
4088 | 4042 | 0.00312 | 0.02015 | 0 | 250 | 0 | 0 | 0 | 0 | 1 | 0 | 0 | -143.02 | 76.02 | 143.81 | -71.32 | 0 | 0 | 0 | 0
4088 | 4042 | 0.00312 | 0.02015 | 0 | 250 | 0 | 0 | 0 | 0 | 1 | 0 | 0 | -143.02 | 76.02 | 143.81 | -71.32 | 0 | 0 | 0 | 0
4103 | 4003 | 0.00838 | 0.05414 | 0 | 221 | 0 | 0 | 0 | 0 | 1 | 0 | 0 | -49.12 | 25.6 | 49.38 | -24.98 | 0 | 0 | 0 | 0
4103 | 4003 | 0.00838 | 0.05414 | 0 | 221 | 0 | 0 | 0 | 0 | 1 | 0 | 0 | -49.12 | 25.6 | 49.38 | -24.98 | 0 | 0 | 0 | 0
4107 | 4042 | 0.00298 | 0.01925 | 0 | 221 | 0 | 0 | 0 | 0 | 1 | 0 | 0 | -138.65 | 10.17 | 139.22 | -6.88 | 0 | 0 | 0 | 0
4107 | 4042 | 0.00298 | 0.01925 | 0 | 221 | 0 | 0 | 0 | 0 | 1 | 0 | 0 | -138.65 | 10.17 | 139.22 | -6.88 | 0 | 0 | 0 | 0
4109 | 4156 | 0.00373 | 0.02127 | 0 | 98 | 0 | 0 | 0 | 0 | 1 | 0 | 0 | -38.51 | -37.09 | 38.62 | 37.4 | 0 | 0 | 0 | 0
4111 | 4067 | 0.00346 | 0.02362 | 0 | 300 | 0 | 0 | 0 | 0 | 1 | 0 | 0 | -183.18 | 18.91 | 184.39 | -11.04 | 0 | 0 | 0 | 0
4122 | 4157 | 0.00313 | 0.02183 | 0 | 221 | 0 | 0 | 0 | 0 | 1 | 0 | 0 | -121.37 | 32.33 | 121.86 | -29.29 | 0 | 0 | 0 | 0
4122 | 4157 | 0.00313 | 0.02183 | 0 | 221 | 0 | 0 | 0 | 0 | 1 | 0 | 0 | -121.37 | 32.33 | 121.86 | -29.29 | 0 | 0 | 0 | 0
4128 | 4003 | 0.01296 | 0.09028 | 0 | 221 | 0 | 0 | 0 | 0 | 1 | 0 | 0 | 54.94 | -6.71 | -54.54 | 8.03 | 0 | 0 | 0 | 0
4193 | 4126 | 0.00522 | 0.0364 | 0 | 250 | 0 | 0 | 0 | 0 | 1 | 0 | 0 | 147.62 | 6 | -146.5 | 1.14 | 0 | 0 | 0 | 0
4193 | 4126 | 0.00522 | 0.0364 | 0 | 250 | 0 | 0 | 0 | 0 | 1 | 0 | 0 | 147.62 | 6 | -146.5 | 1.14 | 0 | 0 | 0 | 0
4193 | 4126 | 0.00522 | 0.0364 | 0 | 250 | 0 | 0 | 0 | 0 | 1 | 0 | 0 | 147.62 | 6 | -146.5 | 1.14 | 0 | 0 | 0 | 0
4194 | 4067 | 0.00473 | 0.03294 | 0 | 300 | 0 | 0 | 0 | 0 | 1 | 0 | 0 | 167.5 | 15.99 | -166.15 | -7.19 | 0 | 0 | 0 | 0
4194 | 4067 | 0.00473 | 0.03294 | 0 | 300 | 0 | 0 | 0 | 0 | 1 | 0 | 0 | 167.5 | 15.99 | -166.15 | -7.19 | 0 | 0 | 0 | 0
4194 | 4067 | 0.00473 | 0.03294 | 0 | 300 | 0 | 0 | 0 | 0 | 1 | 0 | 0 | 167.5 | 15.99 | -166.15 | -7.19 | 0 | 0 | 0 | 0
5003 | 5181 | 0.00233 | 0.01026 | 0 | 187 | 0 | 0 | 0 | 0 | 1 | 0 | 0 | -41.79 | -9.68 | 41.84 | 9.4 | 0 | 0 | 0 | 0
5022 | 5441 | 0.00341 | 0.02594 | 0 | 409 | 0 | 0 | 0 | 0 | 1 | 0 | 0 | 241.57 | -10.46 | -239.56 | 24.35 | 0 | 0 | 0 | 0
5022 | 5441 | 0.00341 | 0.02594 | 0 | 409 | 0 | 0 | 0 | 0 | 1 | 0 | 0 | 241.57 | -10.46 | -239.56 | 24.35 | 0 | 0 | 0 | 0
5105 | 5253 | 0.00604 | 0.02664 | 0 | 187 | 0 | 0 | 0 | 0 | 1 | 0 | 0 | -92.32 | 42.02 | 92.96 | -40.45 | 0 | 0 | 0 | 0
5105 | 5422 | 0.00354 | 0.02074 | 0 | 251 | 0 | 0 | 0 | 0 | 1 | 0 | 0 | -53.93 | -114.97 | 54.5 | 117.27 | 0 | 0 | 0 | 0
5145 | 5251 | 0.00125 | 0.00917 | 0 | 310 | 0 | 0 | 0 | 0 | 1 | 0 | 0 | 164.98 | 0.66 | -164.64 | 1.34 | 0 | 0 | 0 | 0
5145 | 5251 | 0.00125 | 0.00917 | 0 | 310 | 0 | 0 | 0 | 0 | 1 | 0 | 0 | 164.98 | 0.66 | -164.64 | 1.34 | 0 | 0 | 0 | 0
5145 | 5323 | 0.00133 | 0.00973 | 0 | 310 | 0 | 0 | 0 | 0 | 1 | 0 | 0 | -149.27 | -11.57 | 149.58 | 13.22 | 0 | 0 | 0 | 0
5145 | 5323 | 0.00133 | 0.00973 | 0 | 310 | 0 | 0 | 0 | 0 | 1 | 0 | 0 | -149.27 | -11.57 | 149.58 | 13.22 | 0 | 0 | 0 | 0
5145 | 5323 | 0.00133 | 0.00973 | 0 | 310 | 0 | 0 | 0 | 0 | 1 | 0 | 0 | -149.27 | -11.57 | 149.58 | 13.22 | 0 | 0 | 0 | 0
5147 | 5224 | 0.00362 | 0.02124 | 0 | 251 | 0 | 0 | 0 | 0 | 1 | 0 | 0 | 13.4 | -33.91 | -13.35 | 33.15 | 0 | 0 | 0 | 0
5161 | 5181 | 0.00545 | 0.02401 | 0 | 187 | 0 | 0 | 0 | 0 | 1 | 0 | 0 | -18.96 | 93.24 | 19.45 | -92.21 | 0 | 0 | 0 | 0
5168 | 5203 | 0.00632 | 0.02787 | 0 | 187 | 0 | 0 | 0 | 0 | 1 | 0 | 0 | -39.53 | 14.24 | 39.65 | -15 | 0 | 0 | 0 | 0
5168 | 5245 | 0.00821 | 0.03616 | 0 | 187 | 0 | 0 | 0 | 0 | 1 | 0 | 0 | -47.48 | -13.66 | 47.68 | 12.89 | 0 | 0 | 0 | 0
5175 | 5370 | 0.00192 | 0.01457 | 0 | 409 | 0 | 0 | 0 | 0 | 1 | 0 | 0 | 197.93 | 13.18 | -197.16 | -8.14 | 0 | 0 | 0 | 0
5175 | 5370 | 0.00192 | 0.01457 | 0 | 409 | 0 | 0 | 0 | 0 | 1 | 0 | 0 | 197.93 | 13.18 | -197.16 | -8.14 | 0 | 0 | 0 | 0
5249 | 5022 | 0.00173 | 0.01314 | 0 | 409 | 0 | 0 | 0 | 0 | 1 | 0 | 0 | -219.21 | -12.58 | 220.06 | 18.33 | 0 | 0 | 0 | 0
5249 | 5022 | 0.00173 | 0.01314 | 0 | 409 | 0 | 0 | 0 | 0 | 1 | 0 | 0 | -219.21 | -12.58 | 220.06 | 18.33 | 0 | 0 | 0 | 0
5250 | 5385 | 0.00149 | 0.0113 | 0 | 500 | 0 | 0 | 0 | 0 | 1 | 0 | 0 | -232.44 | -23.42 | 233.26 | 29 | 0 | 0 | 0 | 0
5250 | 5385 | 0.00149 | 0.0113 | 0 | 500 | 0 | 0 | 0 | 0 | 1 | 0 | 0 | -232.44 | -23.42 | 233.26 | 29 | 0 | 0 | 0 | 0
5250 | 5385 | 0.00149 | 0.0113 | 0 | 500 | 0 | 0 | 0 | 0 | 1 | 0 | 0 | -232.44 | -23.42 | 233.26 | 29 | 0 | 0 | 0 | 0
5250 | 5385 | 0.00149 | 0.0113 | 0 | 500 | 0 | 0 | 0 | 0 | 1 | 0 | 0 | -232.44 | -23.42 | 233.26 | 29 | 0 | 0 | 0 | 0
5265 | 5016 | 0.00128 | 0.00972 | 0 | 409 | 0 | 0 | 0 | 0 | 1 | 0 | 0 | -214.96 | 35.37 | 215.57 | -31.28 | 0 | 0 | 0 | 0
5265 | 5016 | 0.00128 | 0.00972 | 0 | 409 | 0 | 0 | 0 | 0 | 1 | 0 | 0 | -214.96 | 35.37 | 215.57 | -31.28 | 0 | 0 | 0 | 0
5265 | 5016 | 0.00128 | 0.00972 | 0 | 409 | 0 | 0 | 0 | 0 | 1 | 0 | 0 | -214.96 | 35.37 | 215.57 | -31.28 | 0 | 0 | 0 | 0
5273 | 5422 | 0.00204 | 0.01195 | 0 | 251 | 0 | 0 | 0 | 0 | 1 | 0 | 0 | -90.08 | -36.93 | 90.27 | 37.42 | 0 | 0 | 0 | 0
5287 | 5266 | 0.0022 | 0.01287 | 0 | 310 | 0 | 0 | 0 | 0 | 1 | 0 | 0 | -121.11 | -77.58 | 121.58 | 79.66 | 0 | 0 | 0 | 0
5307 | 5224 | 0.00171 | 0.01303 | 0 | 310 | 0 | 0 | 0 | 0 | 1 | 0 | 0 | 145.89 | 58.61 | -145.47 | -56.09 | 0 | 0 | 0 | 0
5333 | 5157 | 0.00236 | 0.01792 | 0 | 310 | 0 | 0 | 0 | 0 | 1 | 0 | 0 | 60.86 | -15.94 | -60.77 | 15.75 | 0 | 0 | 0 | 0
5333 | 5157 | 0.00236 | 0.01792 | 0 | 310 | 0 | 0 | 0 | 0 | 1 | 0 | 0 | 60.86 | -15.94 | -60.77 | 15.75 | 0 | 0 | 0 | 0
5370 | 5253 | 0.00126 | 0.00956 | 0 | 310 | 0 | 0 | 0 | 0 | 1 | 0 | 0 | 144.17 | -6.87 | -143.9 | 8.41 | 0 | 0 | 0 | 0
5370 | 5253 | 0.00126 | 0.00956 | 0 | 310 | 0 | 0 | 0 | 0 | 1 | 0 | 0 | 144.17 | -6.87 | -143.9 | 8.41 | 0 | 0 | 0 | 0
5373 | 5433 | 0.0024 | 0.01407 | 0 | 251 | 0 | 0 | 0 | 0 | 1 | 0 | 0 | -119.51 | -50.13 | 119.93 | 51.89 | 0 | 0 | 0 | 0
5429 | 5291 | 0.00544 | 0.024 | 0 | 187 | 0 | 0 | 0 | 0 | 1 | 0 | 0 | -84.45 | 0.79 | 84.84 | -0.12 | 0 | 0 | 0 | 0
5480 | 5048 | 0.00268 | 0.02037 | 0 | 310 | 0 | 0 | 0 | 0 | 1 | 0 | 0 | -105.58 | -2.39 | 105.89 | 3.64 | 0 | 0 | 0 | 0
5480 | 5048 | 0.00268 | 0.02037 | 0 | 310 | 0 | 0 | 0 | 0 | 1 | 0 | 0 | -105.58 | -2.39 | 105.89 | 3.64 | 0 | 0 | 0 | 0
5480 | 5048 | 0.00268 | 0.02037 | 0 | 310 | 0 | 0 | 0 | 0 | 1 | 0 | 0 | -105.58 | -2.39 | 105.89 | 3.64 | 0 | 0 | 0 | 0
5480 | 5048 | 0.00268 | 0.02037 | 0 | 310 | 0 | 0 | 0 | 0 | 1 | 0 | 0 | -105.58 | -2.39 | 105.89 | 3.64 | 0 | 0 | 0 | 0
6028 | 6223 | 0.00261 | 0.01816 | 0 | 221 | 0 | 0 | 0 | 0 | 1 | 0 | 0 | -67.36 | -6.39 | 67.48 | 6.95 | 0 | 0 | 0 | 0
6028 | 6223 | 0.00261 | 0.01816 | 0 | 221 | 0 | 0 | 0 | 0 | 1 | 0 | 0 | -67.36 | -6.39 | 67.48 | 6.95 | 0 | 0 | 0 | 0
6047 | 6150 | 0.00335 | 0.02337 | 0 | 221 | 0 | 0 | 0 | 0 | 1 | 0 | 0 | 82.7 | -26.04 | -82.45 | 27.38 | 0 | 0 | 0 | 0
6047 | 6150 | 0.00335 | 0.02337 | 0 | 221 | 0 | 0 | 0 | 0 | 1 | 0 | 0 | 82.7 | -26.04 | -82.45 | 27.38 | 0 | 0 | 0 | 0
6061 | 6035 | 0.00446 | 0.03049 | 0 | 221 | 0 | 0 | 0 | 0 | 1 | 0 | 0 | -106.07 | -2.44 | 106.59 | 5.47 | 0 | 0 | 0 | 0
6061 | 6035 | 0.00446 | 0.03049 | 0 | 221 | 0 | 0 | 0 | 0 | 1 | 0 | 0 | -106.07 | -2.44 | 106.59 | 5.47 | 0 | 0 | 0 | 0
6061 | 6224 | 0.01257 | 0.03074 | 0 | 98 | 0 | 0 | 0 | 0 | 1 | 0 | 0 | 33.31 | -3.01 | -33.17 | 2.97 | 0 | 0 | 0 | 0
6120 | 6023 | 0.00776 | 0.03392 | 0 | 221 | 0 | 0 | 0 | 0 | 1 | 0 | 0 | -34.42 | 1.63 | 34.52 | -1.73 | 0 | 0 | 0 | 0
6205 | 6223 | 0.00232 | 0.01501 | 0 | 221 | 0 | 0 | 0 | 0 | 1 | 0 | 0 | -91.73 | -14.29 | 91.94 | 15.35 | 0 | 0 | 0 | 0
6205 | 6223 | 0.00232 | 0.01501 | 0 | 221 | 0 | 0 | 0 | 0 | 1 | 0 | 0 | -91.73 | -14.29 | 91.94 | 15.35 | 0 | 0 | 0 | 0
6230 | 6278 | 0.009 | 0.05404 | 0 | 140 | 0 | 0 | 0 | 0 | 1 | 0 | 0 | -6.3 | 7.28 | 6.31 | -7.96 | 0 | 0 | 0 | 0
6236 | 6171 | 0.00723 | 0.05035 | 0 | 221 | 0 | 0 | 0 | 0 | 1 | 0 | 0 | -53.23 | -0.14 | 53.44 | 0.74 | 0 | 0 | 0 | 0
6241 | 6153 | 0.0044 | 0.03067 | 0 | 221 | 0 | 0 | 0 | 0 | 1 | 0 | 0 | 87.84 | -0.43 | -87.5 | 2.33 | 0 | 0 | 0 | 0
6241 | 6153 | 0.0044 | 0.03067 | 0 | 221 | 0 | 0 | 0 | 0 | 1 | 0 | 0 | 87.84 | -0.43 | -87.5 | 2.33 | 0 | 0 | 0 | 0
7013 | 7201 | 0.00433 | 0.0302 | 0 | 221 | 0 | 0 | 0 | 0 | 1 | 0 | 0 | -88.1 | -37.07 | 88.5 | 39.39 | 0 | 0 | 0 | 0
7013 | 7201 | 0.00433 | 0.0302 | 0 | 221 | 0 | 0 | 0 | 0 | 1 | 0 | 0 | -88.1 | -37.07 | 88.5 | 39.39 | 0 | 0 | 0 | 0
7013 | 7425 | 0.003 | 0.02091 | 0 | 221 | 0 | 0 | 0 | 0 | 1 | 0 | 0 | 38.14 | 35.03 | -38.06 | -34.79 | 0 | 0 | 0 | 0
7017 | 7229 | 0.00604 | 0.04129 | 0 | 221 | 0 | 0 | 0 | 0 | 1 | 0 | 0 | -138.38 | 6.72 | 139.56 | 0.61 | 0 | 0 | 0 | 0
7017 | 7229 | 0.00604 | 0.04129 | 0 | 221 | 0 | 0 | 0 | 0 | 1 | 0 | 0 | -138.38 | 6.72 | 139.56 | 0.61 | 0 | 0 | 0 | 0
7017 | 7229 | 0.00604 | 0.04129 | 0 | 221 | 0 | 0 | 0 | 0 | 1 | 0 | 0 | -138.38 | 6.72 | 139.56 | 0.61 | 0 | 0 | 0 | 0
7017 | 7385 | 0.00298 | 0.01922 | 0 | 221 | 0 | 0 | 0 | 0 | 1 | 0 | 0 | 83.88 | 29.44 | -83.65 | -28.26 | 0 | 0 | 0 | 0
7017 | 7385 | 0.00298 | 0.01922 | 0 | 221 | 0 | 0 | 0 | 0 | 1 | 0 | 0 | 83.88 | 29.44 | -83.65 | -28.26 | 0 | 0 | 0 | 0
7039 | 7101 | 0.00285 | 0.01988 | 0 | 221 | 0 | 0 | 0 | 0 | 1 | 0 | 0 | 103.6 | -1.22 | -103.3 | 3.04 | 0 | 0 | 0 | 0
7039 | 7101 | 0.00285 | 0.01988 | 0 | 221 | 0 | 0 | 0 | 0 | 1 | 0 | 0 | 103.6 | -1.22 | -103.3 | 3.04 | 0 | 0 | 0 | 0
7039 | 7101 | 0.00285 | 0.01988 | 0 | 221 | 0 | 0 | 0 | 0 | 1 | 0 | 0 | 103.6 | -1.22 | -103.3 | 3.04 | 0 | 0 | 0 | 0
7039 | 7397 | 0.02904 | 0.06977 | 0 | 240 | 0 | 0 | 0 | 0 | 1 | 0 | 0 | 52.96 | -39.51 | -51.7 | 41.58 | 0 | 0 | 0 | 0
7051 | 7181 | 0.00631 | 0.03605 | 0 | 98 | 0 | 0 | 0 | 0 | 1 | 0 | 0 | 60.72 | 16.9 | -60.47 | -15.96 | 0 | 0 | 0 | 0
7052 | 7221 | 0.00969 | 0.0402 | 0 | 149 | 0 | 0 | 0 | 0 | 1 | 0 | 0 | 53.49 | 1.08 | -53.21 | -0.58 | 0 | 0 | 0 | 0
7072 | 7084 | 0.00344 | 0.02395 | 0 | 221 | 0 | 0 | 0 | 0 | 1 | 0 | 0 | -93.76 | 9.09 | 94.06 | -7.37 | 0 | 0 | 0 | 0
7072 | 7084 | 0.00344 | 0.02395 | 0 | 221 | 0 | 0 | 0 | 0 | 1 | 0 | 0 | -93.76 | 9.09 | 94.06 | -7.37 | 0 | 0 | 0 | 0
7075 | 7004 | 0.00199 | 0.01386 | 0 | 250 | 0 | 0 | 0 | 0 | 1 | 0 | 0 | -144.32 | 55.33 | 144.78 | -52.34 | 0 | 0 | 0 | 0
7075 | 7004 | 0.00199 | 0.01386 | 0 | 250 | 0 | 0 | 0 | 0 | 1 | 0 | 0 | -144.32 | 55.33 | 144.78 | -52.34 | 0 | 0 | 0 | 0
7075 | 7004 | 0.00199 | 0.01386 | 0 | 250 | 0 | 0 | 0 | 0 | 1 | 0 | 0 | -144.32 | 55.33 | 144.78 | -52.34 | 0 | 0 | 0 | 0
7075 | 7387 | 0.01167 | 0.07976 | 0 | 221 | 0 | 0 | 0 | 0 | 1 | 0 | 0 | 99.1 | 31.03 | -97.87 | -23.97 | 0 | 0 | 0 | 0
7075 | 7387 | 0.01167 | 0.07976 | 0 | 221 | 0 | 0 | 0 | 0 | 1 | 0 | 0 | 99.1 | 31.03 | -97.87 | -23.97 | 0 | 0 | 0 | 0
7091 | 7259 | 0.00587 | 0.04091 | 0 | 221 | 0 | 0 | 0 | 0 | 1 | 0 | 0 | -76.19 | 66.12 | 76.77 | -62.78 | 0 | 0 | 0 | 0
7091 | 7259 | 0.00587 | 0.04091 | 0 | 221 | 0 | 0 | 0 | 0 | 1 | 0 | 0 | -76.19 | 66.12 | 76.77 | -62.78 | 0 | 0 | 0 | 0
7101 | 7386 | 0.00972 | 0.04254 | 0 | 149 | 0 | 0 | 0 | 0 | 1 | 0 | 0 | 36.53 | 7.07 | -36.39 | -7.11 | 0 | 0 | 0 | 0
7102 | 7177 | 0.0037 | 0.0239 | 0 | 221 | 0 | 0 | 0 | 0 | 1 | 0 | 0 | -83.46 | -8.19 | 83.73 | 9.5 | 0 | 0 | 0 | 0
7102 | 7177 | 0.0037 | 0.0239 | 0 | 221 | 0 | 0 | 0 | 0 | 1 | 0 | 0 | -83.46 | -8.19 | 83.73 | 9.5 | 0 | 0 | 0 | 0
7118 | 7404 | 0.0055 | 0.03759 | 0 | 221 | 0 | 0 | 0 | 0 | 1 | 0 | 0 | 19.18 | -5.67 | -19.15 | 5.21 | 0 | 0 | 0 | 0
7145 | 7404 | 0.01139 | 0.06841 | 0 | 221 | 0 | 0 | 0 | 0 | 1 | 0 | 0 | 2.62 | 56.8 | -2.26 | -55.57 | 0 | 0 | 0 | 0
7157 | 7295 | 0.00326 | 0.02272 | 0 | 221 | 0 | 0 | 0 | 0 | 1 | 0 | 0 | 99.09 | 27.52 | -98.74 | -25.44 | 0 | 0 | 0 | 0
7157 | 7295 | 0.00326 | 0.02272 | 0 | 221 | 0 | 0 | 0 | 0 | 1 | 0 | 0 | 99.09 | 27.52 | -98.74 | -25.44 | 0 | 0 | 0 | 0
7173 | 7387 | 0.00415 | 0.02368 | 0 | 98 | 0 | 0 | 0 | 0 | 1 | 0 | 0 | -56.12 | -2.64 | 56.25 | 3.08 | 0 | 0 | 0 | 0
7174 | 7257 | 0.00838 | 0.05031 | 0 | 98 | 0 | 0 | 0 | 0 | 1 | 0 | 0 | 32.71 | -1.39 | -32.62 | 1.27 | 0 | 0 | 0 | 0
7177 | 7118 | 0.00272 | 0.01856 | 0 | 221 | 0 | 0 | 0 | 0 | 1 | 0 | 0 | 70.31 | 15.01 | -70.16 | -14.33 | 0 | 0 | 0 | 0
7177 | 7118 | 0.00272 | 0.01856 | 0 | 221 | 0 | 0 | 0 | 0 | 1 | 0 | 0 | 70.31 | 15.01 | -70.16 | -14.33 | 0 | 0 | 0 | 0
7178 | 7404 | 0.00777 | 0.01898 | 0 | 98 | 0 | 0 | 0 | 0 | 1 | 0 | 0 | 16.37 | -8.65 | -16.34 | 8.47 | 0 | 0 | 0 | 0
7246 | 7225 | 0.00662 | 0.02747 | 0 | 149 | 0 | 0 | 0 | 0 | 1 | 0 | 0 | -21.37 | -14.2 | 21.41 | 13.94 | 0 | 0 | 0 | 0
7246 | 7410 | 0.00919 | 0.06404 | 0 | 221 | 0 | 0 | 0 | 0 | 1 | 0 | 0 | -83.94 | -3.54 | 84.62 | 7.26 | 0 | 0 | 0 | 0
7246 | 7410 | 0.00919 | 0.06404 | 0 | 221 | 0 | 0 | 0 | 0 | 1 | 0 | 0 | -83.94 | -3.54 | 84.62 | 7.26 | 0 | 0 | 0 | 0
7248 | 7386 | 0.00247 | 0.01596 | 0 | 221 | 0 | 0 | 0 | 0 | 1 | 0 | 0 | -84.91 | -31.21 | 85.12 | 32.27 | 0 | 0 | 0 | 0
7248 | 7386 | 0.00247 | 0.01596 | 0 | 221 | 0 | 0 | 0 | 0 | 1 | 0 | 0 | -84.91 | -31.21 | 85.12 | 32.27 | 0 | 0 | 0 | 0
7257 | 7317 | 0.00452 | 0.03088 | 0 | 221 | 0 | 0 | 0 | 0 | 1 | 0 | 0 | -65.92 | -8.87 | 66.12 | 9.76 | 0 | 0 | 0 | 0
7257 | 7317 | 0.00452 | 0.03088 | 0 | 221 | 0 | 0 | 0 | 0 | 1 | 0 | 0 | -65.92 | -8.87 | 66.12 | 9.76 | 0 | 0 | 0 | 0
7295 | 7178 | 0.00541 | 0.02409 | 0 | 149 | 0 | 0 | 0 | 0 | 1 | 0 | 0 | 42.8 | 2.2 | -42.7 | -2.08 | 0 | 0 | 0 | 0
7343 | 7012 | 0.00603 | 0.04198 | 0 | 221 | 0 | 0 | 0 | 0 | 1 | 0 | 0 | 34.49 | -3.36 | -34.42 | 3.23 | 0 | 0 | 0 | 0
7385 | 7181 | 0.01045 | 0.02553 | 0 | 98 | 0 | 0 | 0 | 0 | 1 | 0 | 0 | 12.29 | 11.13 | -12.26 | -11.38 | 0 | 0 | 0 | 0
7385 | 7404 | 0.00674 | 0.03846 | 0 | 98 | 0 | 0 | 0 | 0 | 1 | 0 | 0 | 19.76 | 7.08 | -19.73 | -7.46 | 0 | 0 | 0 | 0
7425 | 7246 | 0.00724 | 0.01741 | 0 | 98 | 0 | 0 | 0 | 0 | 1 | 0 | 0 | 36.64 | 14.21 | -36.53 | -14.16 | 0 | 0 | 0 | 0
8095 | 8140 | 0.01066 | 0.02604 | 0 | 250 | 0 | 0 | 0 | 0 | 1 | 0 | 0 | 25.56 | -14.26 | -25.46 | 14.15 | 0 | 0 | 0 | 0
1001 | 3048 | 0 | 0.12604 | 0 | 99999 | 99999 | 99999 | 1 | 0 | 1 | -360 | 360 | 0 | 0 | 0 | 0 | 0 | 0 | 0 | 0
1001 | 1081 | 0 | 0.1499 | 0 | 99999 | 99999 | 99999 | 1 | 0 | 1 | -360 | 360 | 0 | 0 | 0 | 0 | 0 | 0 | 0 | 0
1001 | 1090 | 0 | 0.59787 | 0 | 99999 | 99999 | 99999 | 1 | 0 | 1 | -360 | 360 | 0 | 0 | 0 | 0 | 0 | 0 | 0 | 0
1001 | 1064 | 0 | 0.47467 | 0 | 99999 | 99999 | 99999 | 1 | 0 | 1 | -360 | 360 | 0 | 0 | 0 | 0 | 0 | 0 | 0 | 0
1004 | 3098 | 0 | 0.36045 | 0 | 99999 | 99999 | 99999 | 1 | 0 | 1 | -360 | 360 | 0 | 0 | 0 | 0 | 0 | 0 | 0 | 0
1004 | 3048 | 0 | 0.22889 | 0 | 99999 | 99999 | 99999 | 1 | 0 | 1 | -360 | 360 | 0 | 0 | 0 | 0 | 0 | 0 | 0 | 0
1004 | 2127 | 0 | 0.52314 | 0 | 99999 | 99999 | 99999 | 1 | 0 | 1 | -360 | 360 | 0 | 0 | 0 | 0 | 0 | 0 | 0 | 0
1004 | 2019 | 0 | 0.61198 | 0 | 99999 | 99999 | 99999 | 1 | 0 | 1 | -360 | 360 | 0 | 0 | 0 | 0 | 0 | 0 | 0 | 0
1004 | 3081 | 0 | 0.32297 | 0 | 99999 | 99999 | 99999 | 1 | 0 | 1 | -360 | 360 | 0 | 0 | 0 | 0 | 0 | 0 | 0 | 0
1033 | 3051 | 0 | 0.2434 | 0 | 99999 | 99999 | 99999 | 1 | 0 | 1 | -360 | 360 | 0 | 0 | 0 | 0 | 0 | 0 | 0 | 0
1033 | 1070 | 0 | 0.67204 | 0 | 99999 | 99999 | 99999 | 1 | 0 | 1 | -360 | 360 | 0 | 0 | 0 | 0 | 0 | 0 | 0 | 0
1033 | 1082 | 0 | 0.247 | 0 | 99999 | 99999 | 99999 | 1 | 0 | 1 | -360 | 360 | 0 | 0 | 0 | 0 | 0 | 0 | 0 | 0
1048 | 1081 | 0 | 0.27813 | 0 | 99999 | 99999 | 99999 | 1 | 0 | 1 | -360 | 360 | 0 | 0 | 0 | 0 | 0 | 0 | 0 | 0
1048 | 1090 | 0 | 0.38326 | 0 | 99999 | 99999 | 99999 | 1 | 0 | 1 | -360 | 360 | 0 | 0 | 0 | 0 | 0 | 0 | 0 | 0
1070 | 1082 | 0 | 0.19714 | 0 | 99999 | 99999 | 99999 | 1 | 0 | 1 | -360 | 360 | 0 | 0 | 0 | 0 | 0 | 0 | 0 | 0
1081 | 3048 | 0 | 0.23004 | 0 | 99999 | 99999 | 99999 | 1 | 0 | 1 | -360 | 360 | 0 | 0 | 0 | 0 | 0 | 0 | 0 | 0
1081 | 1090 | 0 | 0.54869 | 0 | 99999 | 99999 | 99999 | 1 | 0 | 1 | -360 | 360 | 0 | 0 | 0 | 0 | 0 | 0 | 0 | 0
1081 | 3055 | 0 | 0.72615 | 0 | 99999 | 99999 | 99999 | 1 | 0 | 1 | -360 | 360 | 0 | 0 | 0 | 0 | 0 | 0 | 0 | 0
2001 | 2115 | 0 | 0.47711 | 0 | 99999 | 99999 | 99999 | 1 | 0 | 1 | -360 | 360 | 0 | 0 | 0 | 0 | 0 | 0 | 0 | 0
2001 | 8129 | 0 | 0.218 | 0 | 99999 | 99999 | 99999 | 1 | 0 | 1 | -360 | 360 | 0 | 0 | 0 | 0 | 0 | 0 | 0 | 0
2001 | 2103 | 0 | 0.6831 | 0 | 99999 | 99999 | 99999 | 1 | 0 | 1 | -360 | 360 | 0 | 0 | 0 | 0 | 0 | 0 | 0 | 0
2001 | 2004 | 0 | 0.46758 | 0 | 99999 | 99999 | 99999 | 1 | 0 | 1 | -360 | 360 | 0 | 0 | 0 | 0 | 0 | 0 | 0 | 0
2004 | 5465 | 0 | 0.66508 | 0 | 99999 | 99999 | 99999 | 1 | 0 | 1 | -360 | 360 | 0 | 0 | 0 | 0 | 0 | 0 | 0 | 0
2004 | 5444 | 0 | 0.56541 | 0 | 99999 | 99999 | 99999 | 1 | 0 | 1 | -360 | 360 | 0 | 0 | 0 | 0 | 0 | 0 | 0 | 0
2004 | 5385 | 0 | 0.60851 | 0 | 99999 | 99999 | 99999 | 1 | 0 | 1 | -360 | 360 | 0 | 0 | 0 | 0 | 0 | 0 | 0 | 0
2004 | 5351 | 0 | 0.53947 | 0 | 99999 | 99999 | 99999 | 1 | 0 | 1 | -360 | 360 | 0 | 0 | 0 | 0 | 0 | 0 | 0 | 0
2004 | 5400 | 0 | 0.63725 | 0 | 99999 | 99999 | 99999 | 1 | 0 | 1 | -360 | 360 | 0 | 0 | 0 | 0 | 0 | 0 | 0 | 0
2004 | 5305 | 0 | 0.6657 | 0 | 99999 | 99999 | 99999 | 1 | 0 | 1 | -360 | 360 | 0 | 0 | 0 | 0 | 0 | 0 | 0 | 0
2004 | 5103 | 0 | 0.54658 | 0 | 99999 | 99999 | 99999 | 1 | 0 | 1 | -360 | 360 | 0 | 0 | 0 | 0 | 0 | 0 | 0 | 0
2004 | 2115 | 0 | 0.45285 | 0 | 99999 | 99999 | 99999 | 1 | 0 | 1 | -360 | 360 | 0 | 0 | 0 | 0 | 0 | 0 | 0 | 0
2004 | 8129 | 0 | 0.19893 | 0 | 99999 | 99999 | 99999 | 1 | 0 | 1 | -360 | 360 | 0 | 0 | 0 | 0 | 0 | 0 | 0 | 0
2004 | 2103 | 0 | 0.081135 | 0 | 99999 | 99999 | 99999 | 1 | 0 | 1 | -360 | 360 | 0 | 0 | 0 | 0 | 0 | 0 | 0 | 0
2004 | 5084 | 0 | 0.40328 | 0 | 99999 | 99999 | 99999 | 1 | 0 | 1 | -360 | 360 | 0 | 0 | 0 | 0 | 0 | 0 | 0 | 0
2008 | 2127 | 0 | 0.20671 | 0 | 99999 | 99999 | 99999 | 1 | 0 | 1 | -360 | 360 | 0 | 0 | 0 | 0 | 0 | 0 | 0 | 0
2019 | 2127 | 0 | 0.023333 | 0 | 99999 | 99999 | 99999 | 1 | 0 | 1 | -360 | 360 | 0 | 0 | 0 | 0 | 0 | 0 | 0 | 0
2057 | 3048 | 0 | 0.21978 | 0 | 99999 | 99999 | 99999 | 1 | 0 | 1 | -360 | 360 | 0 | 0 | 0 | 0 | 0 | 0 | 0 | 0
2057 | 2127 | 0 | 0.10477 | 0 | 99999 | 99999 | 99999 | 1 | 0 | 1 | -360 | 360 | 0 | 0 | 0 | 0 | 0 | 0 | 0 | 0
2057 | 5238 | 0 | 0.083442 | 0 | 99999 | 99999 | 99999 | 1 | 0 | 1 | -360 | 360 | 0 | 0 | 0 | 0 | 0 | 0 | 0 | 0
2057 | 2071 | 0 | 0.4388 | 0 | 99999 | 99999 | 99999 | 1 | 0 | 1 | -360 | 360 | 0 | 0 | 0 | 0 | 0 | 0 | 0 | 0
2057 | 5057 | 0 | 0.3063 | 0 | 99999 | 99999 | 99999 | 1 | 0 | 1 | -360 | 360 | 0 | 0 | 0 | 0 | 0 | 0 | 0 | 0
2071 | 5238 | 0 | 0.39653 | 0 | 99999 | 99999 | 99999 | 1 | 0 | 1 | -360 | 360 | 0 | 0 | 0 | 0 | 0 | 0 | 0 | 0
2103 | 5465 | 0 | 0.41999 | 0 | 99999 | 99999 | 99999 | 1 | 0 | 1 | -360 | 360 | 0 | 0 | 0 | 0 | 0 | 0 | 0 | 0
2103 | 5444 | 0 | 0.37153 | 0 | 99999 | 99999 | 99999 | 1 | 0 | 1 | -360 | 360 | 0 | 0 | 0 | 0 | 0 | 0 | 0 | 0
2103 | 5323 | 0 | 0.6429 | 0 | 99999 | 99999 | 99999 | 1 | 0 | 1 | -360 | 360 | 0 | 0 | 0 | 0 | 0 | 0 | 0 | 0
2103 | 5385 | 0 | 0.4261 | 0 | 99999 | 99999 | 99999 | 1 | 0 | 1 | -360 | 360 | 0 | 0 | 0 | 0 | 0 | 0 | 0 | 0
2103 | 5351 | 0 | 0.44852 | 0 | 99999 | 99999 | 99999 | 1 | 0 | 1 | -360 | 360 | 0 | 0 | 0 | 0 | 0 | 0 | 0 | 0
2103 | 5400 | 0 | 0.52947 | 0 | 99999 | 99999 | 99999 | 1 | 0 | 1 | -360 | 360 | 0 | 0 | 0 | 0 | 0 | 0 | 0 | 0
2103 | 5305 | 0 | 0.46603 | 0 | 99999 | 99999 | 99999 | 1 | 0 | 1 | -360 | 360 | 0 | 0 | 0 | 0 | 0 | 0 | 0 | 0
2103 | 5103 | 0 | 0.3669 | 0 | 99999 | 99999 | 99999 | 1 | 0 | 1 | -360 | 360 | 0 | 0 | 0 | 0 | 0 | 0 | 0 | 0
2103 | 5302 | 0 | 0.57477 | 0 | 99999 | 99999 | 99999 | 1 | 0 | 1 | -360 | 360 | 0 | 0 | 0 | 0 | 0 | 0 | 0 | 0
2103 | 5175 | 0 | 0.54964 | 0 | 99999 | 99999 | 99999 | 1 | 0 | 1 | -360 | 360 | 0 | 0 | 0 | 0 | 0 | 0 | 0 | 0
2103 | 2115 | 0 | 0.66017 | 0 | 99999 | 99999 | 99999 | 1 | 0 | 1 | -360 | 360 | 0 | 0 | 0 | 0 | 0 | 0 | 0 | 0
2103 | 8129 | 0 | 0.27096 | 0 | 99999 | 99999 | 99999 | 1 | 0 | 1 | -360 | 360 | 0 | 0 | 0 | 0 | 0 | 0 | 0 | 0
2103 | 5084 | 0 | 0.24485 | 0 | 99999 | 99999 | 99999 | 1 | 0 | 1 | -360 | 360 | 0 | 0 | 0 | 0 | 0 | 0 | 0 | 0
2115 | 5351 | 0 | 0.75864 | 0 | 99999 | 99999 | 99999 | 1 | 0 | 1 | -360 | 360 | 0 | 0 | 0 | 0 | 0 | 0 | 0 | 0
2115 | 8129 | 0 | 0.15763 | 0 | 99999 | 99999 | 99999 | 1 | 0 | 1 | -360 | 360 | 0 | 0 | 0 | 0 | 0 | 0 | 0 | 0
2127 | 3048 | 0 | 0.50507 | 0 | 99999 | 99999 | 99999 | 1 | 0 | 1 | -360 | 360 | 0 | 0 | 0 | 0 | 0 | 0 | 0 | 0
2127 | 5238 | 0 | 0.26283 | 0 | 99999 | 99999 | 99999 | 1 | 0 | 1 | -360 | 360 | 0 | 0 | 0 | 0 | 0 | 0 | 0 | 0
2127 | 5175 | 0 | 0.51829 | 0 | 99999 | 99999 | 99999 | 1 | 0 | 1 | -360 | 360 | 0 | 0 | 0 | 0 | 0 | 0 | 0 | 0
3002 | 6199 | 0 | 0.48644 | 0 | 99999 | 99999 | 99999 | 1 | 0 | 1 | -360 | 360 | 0 | 0 | 0 | 0 | 0 | 0 | 0 | 0
3002 | 6178 | 0 | 0.5857 | 0 | 99999 | 99999 | 99999 | 1 | 0 | 1 | -360 | 360 | 0 | 0 | 0 | 0 | 0 | 0 | 0 | 0
3002 | 6047 | 0 | 0.7078 | 0 | 99999 | 99999 | 99999 | 1 | 0 | 1 | -360 | 360 | 0 | 0 | 0 | 0 | 0 | 0 | 0 | 0
3006 | 3127 | 0 | 0.30252 | 0 | 99999 | 99999 | 99999 | 1 | 0 | 1 | -360 | 360 | 0 | 0 | 0 | 0 | 0 | 0 | 0 | 0
3006 | 5008 | 0 | 0.6941 | 0 | 99999 | 99999 | 99999 | 1 | 0 | 1 | -360 | 360 | 0 | 0 | 0 | 0 | 0 | 0 | 0 | 0
3006 | 3048 | 0 | 0.6072 | 0 | 99999 | 99999 | 99999 | 1 | 0 | 1 | -360 | 360 | 0 | 0 | 0 | 0 | 0 | 0 | 0 | 0
3028 | 5008 | 0 | 0.46134 | 0 | 99999 | 99999 | 99999 | 1 | 0 | 1 | -360 | 360 | 0 | 0 | 0 | 0 | 0 | 0 | 0 | 0
3028 | 3048 | 0 | 0.14091 | 0 | 99999 | 99999 | 99999 | 1 | 0 | 1 | -360 | 360 | 0 | 0 | 0 | 0 | 0 | 0 | 0 | 0
3028 | 5238 | 0 | 0.56434 | 0 | 99999 | 99999 | 99999 | 1 | 0 | 1 | -360 | 360 | 0 | 0 | 0 | 0 | 0 | 0 | 0 | 0
3028 | 3055 | 0 | 0.73331 | 0 | 99999 | 99999 | 99999 | 1 | 0 | 1 | -360 | 360 | 0 | 0 | 0 | 0 | 0 | 0 | 0 | 0
3034 | 3118 | 0 | 0.60432 | 0 | 99999 | 99999 | 99999 | 1 | 0 | 1 | -360 | 360 | 0 | 0 | 0 | 0 | 0 | 0 | 0 | 0
3045 | 3048 | 0 | 0.15257 | 0 | 99999 | 99999 | 99999 | 1 | 0 | 1 | -360 | 360 | 0 | 0 | 0 | 0 | 0 | 0 | 0 | 0
3048 | 5480 | 0 | 0.56494 | 0 | 99999 | 99999 | 99999 | 1 | 0 | 1 | -360 | 360 | 0 | 0 | 0 | 0 | 0 | 0 | 0 | 0
3048 | 5411 | 0 | 0.34935 | 0 | 99999 | 99999 | 99999 | 1 | 0 | 1 | -360 | 360 | 0 | 0 | 0 | 0 | 0 | 0 | 0 | 0
3048 | 5098 | 0 | 0.70436 | 0 | 99999 | 99999 | 99999 | 1 | 0 | 1 | -360 | 360 | 0 | 0 | 0 | 0 | 0 | 0 | 0 | 0
3048 | 5005 | 0 | 0.60241 | 0 | 99999 | 99999 | 99999 | 1 | 0 | 1 | -360 | 360 | 0 | 0 | 0 | 0 | 0 | 0 | 0 | 0
3048 | 5138 | 0 | 0.21542 | 0 | 99999 | 99999 | 99999 | 1 | 0 | 1 | -360 | 360 | 0 | 0 | 0 | 0 | 0 | 0 | 0 | 0
3048 | 3127 | 0 | 0.22396 | 0 | 99999 | 99999 | 99999 | 1 | 0 | 1 | -360 | 360 | 0 | 0 | 0 | 0 | 0 | 0 | 0 | 0
3048 | 5452 | 0 | 0.14179 | 0 | 99999 | 99999 | 99999 | 1 | 0 | 1 | -360 | 360 | 0 | 0 | 0 | 0 | 0 | 0 | 0 | 0
3048 | 5449 | 0 | 0.71074 | 0 | 99999 | 99999 | 99999 | 1 | 0 | 1 | -360 | 360 | 0 | 0 | 0 | 0 | 0 | 0 | 0 | 0
3048 | 5444 | 0 | 0.13594 | 0 | 99999 | 99999 | 99999 | 1 | 0 | 1 | -360 | 360 | 0 | 0 | 0 | 0 | 0 | 0 | 0 | 0
3048 | 5016 | 0 | 0.35432 | 0 | 99999 | 99999 | 99999 | 1 | 0 | 1 | -360 | 360 | 0 | 0 | 0 | 0 | 0 | 0 | 0 | 0
3048 | 5022 | 0 | 0.095356 | 0 | 99999 | 99999 | 99999 | 1 | 0 | 1 | -360 | 360 | 0 | 0 | 0 | 0 | 0 | 0 | 0 | 0
3048 | 5323 | 0 | 0.61593 | 0 | 99999 | 99999 | 99999 | 1 | 0 | 1 | -360 | 360 | 0 | 0 | 0 | 0 | 0 | 0 | 0 | 0
3048 | 5415 | 0 | 0.18614 | 0 | 99999 | 99999 | 99999 | 1 | 0 | 1 | -360 | 360 | 0 | 0 | 0 | 0 | 0 | 0 | 0 | 0
3048 | 5008 | 0 | 0.15477 | 0 | 99999 | 99999 | 99999 | 1 | 0 | 1 | -360 | 360 | 0 | 0 | 0 | 0 | 0 | 0 | 0 | 0
3048 | 3084 | 0 | 0.30734 | 0 | 99999 | 99999 | 99999 | 1 | 0 | 1 | -360 | 360 | 0 | 0 | 0 | 0 | 0 | 0 | 0 | 0
3048 | 5385 | 0 | 0.53456 | 0 | 99999 | 99999 | 99999 | 1 | 0 | 1 | -360 | 360 | 0 | 0 | 0 | 0 | 0 | 0 | 0 | 0
3048 | 5364 | 0 | 0.24727 | 0 | 99999 | 99999 | 99999 | 1 | 0 | 1 | -360 | 360 | 0 | 0 | 0 | 0 | 0 | 0 | 0 | 0
3048 | 5238 | 0 | 0.080722 | 0 | 99999 | 99999 | 99999 | 1 | 0 | 1 | -360 | 360 | 0 | 0 | 0 | 0 | 0 | 0 | 0 | 0
3048 | 5175 | 0 | 0.66035 | 0 | 99999 | 99999 | 99999 | 1 | 0 | 1 | -360 | 360 | 0 | 0 | 0 | 0 | 0 | 0 | 0 | 0
3048 | 5206 | 0 | 0.35336 | 0 | 99999 | 99999 | 99999 | 1 | 0 | 1 | -360 | 360 | 0 | 0 | 0 | 0 | 0 | 0 | 0 | 0
3048 | 5067 | 0 | 0.61154 | 0 | 99999 | 99999 | 99999 | 1 | 0 | 1 | -360 | 360 | 0 | 0 | 0 | 0 | 0 | 0 | 0 | 0
3048 | 5057 | 0 | 0.1649 | 0 | 99999 | 99999 | 99999 | 1 | 0 | 1 | -360 | 360 | 0 | 0 | 0 | 0 | 0 | 0 | 0 | 0
3048 | 5319 | 0 | 0.2034 | 0 | 99999 | 99999 | 99999 | 1 | 0 | 1 | -360 | 360 | 0 | 0 | 0 | 0 | 0 | 0 | 0 | 0
3048 | 6349 | 0 | 0.2022 | 0 | 99999 | 99999 | 99999 | 1 | 0 | 1 | -360 | 360 | 0 | 0 | 0 | 0 | 0 | 0 | 0 | 0
3048 | 5262 | 0 | 0.055747 | 0 | 99999 | 99999 | 99999 | 1 | 0 | 1 | -360 | 360 | 0 | 0 | 0 | 0 | 0 | 0 | 0 | 0
3048 | 5048 | 0 | 0.77997 | 0 | 99999 | 99999 | 99999 | 1 | 0 | 1 | -360 | 360 | 0 | 0 | 0 | 0 | 0 | 0 | 0 | 0
3048 | 6214 | 0 | 0.67414 | 0 | 99999 | 99999 | 99999 | 1 | 0 | 1 | -360 | 360 | 0 | 0 | 0 | 0 | 0 | 0 | 0 | 0
3048 | 3081 | 0 | 0.21277 | 0 | 99999 | 99999 | 99999 | 1 | 0 | 1 | -360 | 360 | 0 | 0 | 0 | 0 | 0 | 0 | 0 | 0
3048 | 3060 | 0 | 0.49536 | 0 | 99999 | 99999 | 99999 | 1 | 0 | 1 | -360 | 360 | 0 | 0 | 0 | 0 | 0 | 0 | 0 | 0
3048 | 3055 | 0 | 0.1233 | 0 | 99999 | 99999 | 99999 | 1 | 0 | 1 | -360 | 360 | 0 | 0 | 0 | 0 | 0 | 0 | 0 | 0
3051 | 4015 | 0 | 0.44424 | 0 | 99999 | 99999 | 99999 | 1 | 0 | 1 | -360 | 360 | 0 | 0 | 0 | 0 | 0 | 0 | 0 | 0
3055 | 3127 | 0 | 0.76967 | 0 | 99999 | 99999 | 99999 | 1 | 0 | 1 | -360 | 360 | 0 | 0 | 0 | 0 | 0 | 0 | 0 | 0
3055 | 3084 | 0 | 0.53857 | 0 | 99999 | 99999 | 99999 | 1 | 0 | 1 | -360 | 360 | 0 | 0 | 0 | 0 | 0 | 0 | 0 | 0
4002 | 4015 | 0 | 0.47541 | 0 | 99999 | 99999 | 99999 | 1 | 0 | 1 | -360 | 360 | 0 | 0 | 0 | 0 | 0 | 0 | 0 | 0
4005 | 4147 | 0 | 0.47451 | 0 | 99999 | 99999 | 99999 | 1 | 0 | 1 | -360 | 360 | 0 | 0 | 0 | 0 | 0 | 0 | 0 | 0
4005 | 4015 | 0 | 0.27121 | 0 | 99999 | 99999 | 99999 | 1 | 0 | 1 | -360 | 360 | 0 | 0 | 0 | 0 | 0 | 0 | 0 | 0
4005 | 4190 | 0 | 0.1045 | 0 | 99999 | 99999 | 99999 | 1 | 0 | 1 | -360 | 360 | 0 | 0 | 0 | 0 | 0 | 0 | 0 | 0
4005 | 4115 | 0 | 0.51732 | 0 | 99999 | 99999 | 99999 | 1 | 0 | 1 | -360 | 360 | 0 | 0 | 0 | 0 | 0 | 0 | 0 | 0
4007 | 4088 | 0 | 0.030306 | 0 | 99999 | 99999 | 99999 | 1 | 0 | 1 | -360 | 360 | 0 | 0 | 0 | 0 | 0 | 0 | 0 | 0
4007 | 4040 | 0 | 0.40043 | 0 | 99999 | 99999 | 99999 | 1 | 0 | 1 | -360 | 360 | 0 | 0 | 0 | 0 | 0 | 0 | 0 | 0
4007 | 4103 | 0 | 0.71412 | 0 | 99999 | 99999 | 99999 | 1 | 0 | 1 | -360 | 360 | 0 | 0 | 0 | 0 | 0 | 0 | 0 | 0
4007 | 4171 | 0 | 0.56115 | 0 | 99999 | 99999 | 99999 | 1 | 0 | 1 | -360 | 360 | 0 | 0 | 0 | 0 | 0 | 0 | 0 | 0
4007 | 4019 | 0 | 0.65057 | 0 | 99999 | 99999 | 99999 | 1 | 0 | 1 | -360 | 360 | 0 | 0 | 0 | 0 | 0 | 0 | 0 | 0
4010 | 4183 | 0 | 0.6771 | 0 | 99999 | 99999 | 99999 | 1 | 0 | 1 | -360 | 360 | 0 | 0 | 0 | 0 | 0 | 0 | 0 | 0
4010 | 4194 | 0 | 0.61756 | 0 | 99999 | 99999 | 99999 | 1 | 0 | 1 | -360 | 360 | 0 | 0 | 0 | 0 | 0 | 0 | 0 | 0
4010 | 4153 | 0 | 0.26125 | 0 | 99999 | 99999 | 99999 | 1 | 0 | 1 | -360 | 360 | 0 | 0 | 0 | 0 | 0 | 0 | 0 | 0
4015 | 4137 | 0 | 0.72848 | 0 | 99999 | 99999 | 99999 | 1 | 0 | 1 | -360 | 360 | 0 | 0 | 0 | 0 | 0 | 0 | 0 | 0
4015 | 4190 | 0 | 0.51786 | 0 | 99999 | 99999 | 99999 | 1 | 0 | 1 | -360 | 360 | 0 | 0 | 0 | 0 | 0 | 0 | 0 | 0
4017 | 4156 | 0 | 0.049655 | 0 | 99999 | 99999 | 99999 | 1 | 0 | 1 | -360 | 360 | 0 | 0 | 0 | 0 | 0 | 0 | 0 | 0
4017 | 4183 | 0 | 0.13242 | 0 | 99999 | 99999 | 99999 | 1 | 0 | 1 | -360 | 360 | 0 | 0 | 0 | 0 | 0 | 0 | 0 | 0
4017 | 4181 | 0 | 0.20817 | 0 | 99999 | 99999 | 99999 | 1 | 0 | 1 | -360 | 360 | 0 | 0 | 0 | 0 | 0 | 0 | 0 | 0
4017 | 4020 | 0 | 0.072606 | 0 | 99999 | 99999 | 99999 | 1 | 0 | 1 | -360 | 360 | 0 | 0 | 0 | 0 | 0 | 0 | 0 | 0
4017 | 4153 | 0 | 0.54412 | 0 | 99999 | 99999 | 99999 | 1 | 0 | 1 | -360 | 360 | 0 | 0 | 0 | 0 | 0 | 0 | 0 | 0
4017 | 4085 | 0 | 0.14575 | 0 | 99999 | 99999 | 99999 | 1 | 0 | 1 | -360 | 360 | 0 | 0 | 0 | 0 | 0 | 0 | 0 | 0
4019 | 4103 | 0 | 0.59029 | 0 | 99999 | 99999 | 99999 | 1 | 0 | 1 | -360 | 360 | 0 | 0 | 0 | 0 | 0 | 0 | 0 | 0
4019 | 4171 | 0 | 0.46385 | 0 | 99999 | 99999 | 99999 | 1 | 0 | 1 | -360 | 360 | 0 | 0 | 0 | 0 | 0 | 0 | 0 | 0
4020 | 4156 | 0 | 0.10485 | 0 | 99999 | 99999 | 99999 | 1 | 0 | 1 | -360 | 360 | 0 | 0 | 0 | 0 | 0 | 0 | 0 | 0
4020 | 4061 | 0 | 0.54982 | 0 | 99999 | 99999 | 99999 | 1 | 0 | 1 | -360 | 360 | 0 | 0 | 0 | 0 | 0 | 0 | 0 | 0
4020 | 4181 | 0 | 0.10061 | 0 | 99999 | 99999 | 99999 | 1 | 0 | 1 | -360 | 360 | 0 | 0 | 0 | 0 | 0 | 0 | 0 | 0
4020 | 4109 | 0 | 0.21205 | 0 | 99999 | 99999 | 99999 | 1 | 0 | 1 | -360 | 360 | 0 | 0 | 0 | 0 | 0 | 0 | 0 | 0
4020 | 4153 | 0 | 0.50743 | 0 | 99999 | 99999 | 99999 | 1 | 0 | 1 | -360 | 360 | 0 | 0 | 0 | 0 | 0 | 0 | 0 | 0
4026 | 4030 | 0 | 0.59932 | 0 | 99999 | 99999 | 99999 | 1 | 0 | 1 | -360 | 360 | 0 | 0 | 0 | 0 | 0 | 0 | 0 | 0
4026 | 4137 | 0 | 0.53344 | 0 | 99999 | 99999 | 99999 | 1 | 0 | 1 | -360 | 360 | 0 | 0 | 0 | 0 | 0 | 0 | 0 | 0
4030 | 7406 | 0 | 0.06683 | 0 | 99999 | 99999 | 99999 | 1 | 0 | 1 | -360 | 360 | 0 | 0 | 0 | 0 | 0 | 0 | 0 | 0
4030 | 4181 | 0 | 0.16486 | 0 | 99999 | 99999 | 99999 | 1 | 0 | 1 | -360 | 360 | 0 | 0 | 0 | 0 | 0 | 0 | 0 | 0
4030 | 7001 | 0 | 0.45419 | 0 | 99999 | 99999 | 99999 | 1 | 0 | 1 | -360 | 360 | 0 | 0 | 0 | 0 | 0 | 0 | 0 | 0
4030 | 7045 | 0 | 0.38603 | 0 | 99999 | 99999 | 99999 | 1 | 0 | 1 | -360 | 360 | 0 | 0 | 0 | 0 | 0 | 0 | 0 | 0
4030 | 7024 | 0 | 0.32149 | 0 | 99999 | 99999 | 99999 | 1 | 0 | 1 | -360 | 360 | 0 | 0 | 0 | 0 | 0 | 0 | 0 | 0
4040 | 4075 | 0 | 0.12054 | 0 | 99999 | 99999 | 99999 | 1 | 0 | 1 | -360 | 360 | 0 | 0 | 0 | 0 | 0 | 0 | 0 | 0
4040 | 4183 | 0 | 0.10362 | 0 | 99999 | 99999 | 99999 | 1 | 0 | 1 | -360 | 360 | 0 | 0 | 0 | 0 | 0 | 0 | 0 | 0
4040 | 4042 | 0 | 0.04137 | 0 | 99999 | 99999 | 99999 | 1 | 0 | 1 | -360 | 360 | 0 | 0 | 0 | 0 | 0 | 0 | 0 | 0
4040 | 4193 | 0 | 0.19476 | 0 | 99999 | 99999 | 99999 | 1 | 0 | 1 | -360 | 360 | 0 | 0 | 0 | 0 | 0 | 0 | 0 | 0
4040 | 4181 | 0 | 0.76557 | 0 | 99999 | 99999 | 99999 | 1 | 0 | 1 | -360 | 360 | 0 | 0 | 0 | 0 | 0 | 0 | 0 | 0
4040 | 4047 | 0 | 0.73302 | 0 | 99999 | 99999 | 99999 | 1 | 0 | 1 | -360 | 360 | 0 | 0 | 0 | 0 | 0 | 0 | 0 | 0
4040 | 4147 | 0 | 0.18458 | 0 | 99999 | 99999 | 99999 | 1 | 0 | 1 | -360 | 360 | 0 | 0 | 0 | 0 | 0 | 0 | 0 | 0
4040 | 4153 | 0 | 0.12441 | 0 | 99999 | 99999 | 99999 | 1 | 0 | 1 | -360 | 360 | 0 | 0 | 0 | 0 | 0 | 0 | 0 | 0
4042 | 4075 | 0 | 0.38281 | 0 | 99999 | 99999 | 99999 | 1 | 0 | 1 | -360 | 360 | 0 | 0 | 0 | 0 | 0 | 0 | 0 | 0
4042 | 4183 | 0 | 0.33435 | 0 | 99999 | 99999 | 99999 | 1 | 0 | 1 | -360 | 360 | 0 | 0 | 0 | 0 | 0 | 0 | 0 | 0
4042 | 4193 | 0 | 0.61849 | 0 | 99999 | 99999 | 99999 | 1 | 0 | 1 | -360 | 360 | 0 | 0 | 0 | 0 | 0 | 0 | 0 | 0
4042 | 4147 | 0 | 0.64163 | 0 | 99999 | 99999 | 99999 | 1 | 0 | 1 | -360 | 360 | 0 | 0 | 0 | 0 | 0 | 0 | 0 | 0
4042 | 4153 | 0 | 0.45351 | 0 | 99999 | 99999 | 99999 | 1 | 0 | 1 | -360 | 360 | 0 | 0 | 0 | 0 | 0 | 0 | 0 | 0
4047 | 4147 | 0 | 0.54586 | 0 | 99999 | 99999 | 99999 | 1 | 0 | 1 | -360 | 360 | 0 | 0 | 0 | 0 | 0 | 0 | 0 | 0
4061 | 4181 | 0 | 0.096052 | 0 | 99999 | 99999 | 99999 | 1 | 0 | 1 | -360 | 360 | 0 | 0 | 0 | 0 | 0 | 0 | 0 | 0
4066 | 4103 | 0 | 0.14176 | 0 | 99999 | 99999 | 99999 | 1 | 0 | 1 | -360 | 360 | 0 | 0 | 0 | 0 | 0 | 0 | 0 | 0
4066 | 4111 | 0 | 0.35499 | 0 | 99999 | 99999 | 99999 | 1 | 0 | 1 | -360 | 360 | 0 | 0 | 0 | 0 | 0 | 0 | 0 | 0
4071 | 4194 | 0 | 0.23494 | 0 | 99999 | 99999 | 99999 | 1 | 0 | 1 | -360 | 360 | 0 | 0 | 0 | 0 | 0 | 0 | 0 | 0
4071 | 4183 | 0 | 0.071 | 0 | 99999 | 99999 | 99999 | 1 | 0 | 1 | -360 | 360 | 0 | 0 | 0 | 0 | 0 | 0 | 0 | 0
4071 | 4193 | 0 | 0.057053 | 0 | 99999 | 99999 | 99999 | 1 | 0 | 1 | -360 | 360 | 0 | 0 | 0 | 0 | 0 | 0 | 0 | 0
4085 | 4183 | 0 | 0.076561 | 0 | 99999 | 99999 | 99999 | 1 | 0 | 1 | -360 | 360 | 0 | 0 | 0 | 0 | 0 | 0 | 0 | 0
4085 | 4181 | 0 | 0.1479 | 0 | 99999 | 99999 | 99999 | 1 | 0 | 1 | -360 | 360 | 0 | 0 | 0 | 0 | 0 | 0 | 0 | 0
4085 | 4153 | 0 | 0.32543 | 0 | 99999 | 99999 | 99999 | 1 | 0 | 1 | -360 | 360 | 0 | 0 | 0 | 0 | 0 | 0 | 0 | 0
4093 | 4194 | 0 | 0.55368 | 0 | 99999 | 99999 | 99999 | 1 | 0 | 1 | -360 | 360 | 0 | 0 | 0 | 0 | 0 | 0 | 0 | 0
4101 | 4147 | 0 | 0.34999 | 0 | 99999 | 99999 | 99999 | 1 | 0 | 1 | -360 | 360 | 0 | 0 | 0 | 0 | 0 | 0 | 0 | 0
4103 | 4111 | 0 | 0.34017 | 0 | 99999 | 99999 | 99999 | 1 | 0 | 1 | -360 | 360 | 0 | 0 | 0 | 0 | 0 | 0 | 0 | 0
4103 | 4171 | 0 | 0.50916 | 0 | 99999 | 99999 | 99999 | 1 | 0 | 1 | -360 | 360 | 0 | 0 | 0 | 0 | 0 | 0 | 0 | 0
4107 | 4122 | 0 | 0.090514 | 0 | 99999 | 99999 | 99999 | 1 | 0 | 1 | -360 | 360 | 0 | 0 | 0 | 0 | 0 | 0 | 0 | 0
4109 | 4156 | 0 | 0.48045 | 0 | 99999 | 99999 | 99999 | 1 | 0 | 1 | -360 | 360 | 0 | 0 | 0 | 0 | 0 | 0 | 0 | 0
4109 | 4181 | 0 | 0.25447 | 0 | 99999 | 99999 | 99999 | 1 | 0 | 1 | -360 | 360 | 0 | 0 | 0 | 0 | 0 | 0 | 0 | 0
4111 | 4194 | 0 | 0.58594 | 0 | 99999 | 99999 | 99999 | 1 | 0 | 1 | -360 | 360 | 0 | 0 | 0 | 0 | 0 | 0 | 0 | 0
4115 | 4147 | 0 | 0.27501 | 0 | 99999 | 99999 | 99999 | 1 | 0 | 1 | -360 | 360 | 0 | 0 | 0 | 0 | 0 | 0 | 0 | 0
4115 | 4190 | 0 | 0.15579 | 0 | 99999 | 99999 | 99999 | 1 | 0 | 1 | -360 | 360 | 0 | 0 | 0 | 0 | 0 | 0 | 0 | 0
4122 | 4194 | 0 | 0.31105 | 0 | 99999 | 99999 | 99999 | 1 | 0 | 1 | -360 | 360 | 0 | 0 | 0 | 0 | 0 | 0 | 0 | 0
4126 | 4171 | 0 | 0.034934 | 0 | 99999 | 99999 | 99999 | 1 | 0 | 1 | -360 | 360 | 0 | 0 | 0 | 0 | 0 | 0 | 0 | 0
4147 | 4190 | 0 | 0.14325 | 0 | 99999 | 99999 | 99999 | 1 | 0 | 1 | -360 | 360 | 0 | 0 | 0 | 0 | 0 | 0 | 0 | 0
4153 | 4183 | 0 | 0.22528 | 0 | 99999 | 99999 | 99999 | 1 | 0 | 1 | -360 | 360 | 0 | 0 | 0 | 0 | 0 | 0 | 0 | 0
4153 | 4181 | 0 | 0.24871 | 0 | 99999 | 99999 | 99999 | 1 | 0 | 1 | -360 | 360 | 0 | 0 | 0 | 0 | 0 | 0 | 0 | 0
4156 | 4181 | 0 | 0.17628 | 0 | 99999 | 99999 | 99999 | 1 | 0 | 1 | -360 | 360 | 0 | 0 | 0 | 0 | 0 | 0 | 0 | 0
4171 | 4194 | 0 | 0.33123 | 0 | 99999 | 99999 | 99999 | 1 | 0 | 1 | -360 | 360 | 0 | 0 | 0 | 0 | 0 | 0 | 0 | 0
4181 | 4183 | 0 | 0.13264 | 0 | 99999 | 99999 | 99999 | 1 | 0 | 1 | -360 | 360 | 0 | 0 | 0 | 0 | 0 | 0 | 0 | 0
4181 | 7406 | 0 | 0.25667 | 0 | 99999 | 99999 | 99999 | 1 | 0 | 1 | -360 | 360 | 0 | 0 | 0 | 0 | 0 | 0 | 0 | 0
4183 | 4193 | 0 | 0.05165 | 0 | 99999 | 99999 | 99999 | 1 | 0 | 1 | -360 | 360 | 0 | 0 | 0 | 0 | 0 | 0 | 0 | 0
4183 | 4194 | 0 | 0.090736 | 0 | 99999 | 99999 | 99999 | 1 | 0 | 1 | -360 | 360 | 0 | 0 | 0 | 0 | 0 | 0 | 0 | 0
5003 | 5250 | 0 | 0.028853 | 0 | 99999 | 99999 | 99999 | 1 | 0 | 1 | -360 | 360 | 0 | 0 | 0 | 0 | 0 | 0 | 0 | 0
5003 | 5335 | 0 | 0.50054 | 0 | 99999 | 99999 | 99999 | 1 | 0 | 1 | -360 | 360 | 0 | 0 | 0 | 0 | 0 | 0 | 0 | 0
5003 | 5126 | 0 | 0.11904 | 0 | 99999 | 99999 | 99999 | 1 | 0 | 1 | -360 | 360 | 0 | 0 | 0 | 0 | 0 | 0 | 0 | 0
5003 | 5090 | 0 | 0.33646 | 0 | 99999 | 99999 | 99999 | 1 | 0 | 1 | -360 | 360 | 0 | 0 | 0 | 0 | 0 | 0 | 0 | 0
5003 | 5103 | 0 | 0.068966 | 0 | 99999 | 99999 | 99999 | 1 | 0 | 1 | -360 | 360 | 0 | 0 | 0 | 0 | 0 | 0 | 0 | 0
5003 | 5224 | 0 | 0.3287 | 0 | 99999 | 99999 | 99999 | 1 | 0 | 1 | -360 | 360 | 0 | 0 | 0 | 0 | 0 | 0 | 0 | 0
5003 | 5203 | 0 | 0.1251 | 0 | 99999 | 99999 | 99999 | 1 | 0 | 1 | -360 | 360 | 0 | 0 | 0 | 0 | 0 | 0 | 0 | 0
5004 | 5011 | 0 | 0.33152 | 0 | 99999 | 99999 | 99999 | 1 | 0 | 1 | -360 | 360 | 0 | 0 | 0 | 0 | 0 | 0 | 0 | 0
5004 | 8147 | 0 | 0.19416 | 0 | 99999 | 99999 | 99999 | 1 | 0 | 1 | -360 | 360 | 0 | 0 | 0 | 0 | 0 | 0 | 0 | 0
5004 | 5439 | 0 | 0.40634 | 0 | 99999 | 99999 | 99999 | 1 | 0 | 1 | -360 | 360 | 0 | 0 | 0 | 0 | 0 | 0 | 0 | 0
5005 | 5008 | 0 | 0.51903 | 0 | 99999 | 99999 | 99999 | 1 | 0 | 1 | -360 | 360 | 0 | 0 | 0 | 0 | 0 | 0 | 0 | 0
5007 | 5465 | 0 | 0.34397 | 0 | 99999 | 99999 | 99999 | 1 | 0 | 1 | -360 | 360 | 0 | 0 | 0 | 0 | 0 | 0 | 0 | 0
5007 | 5444 | 0 | 0.75135 | 0 | 99999 | 99999 | 99999 | 1 | 0 | 1 | -360 | 360 | 0 | 0 | 0 | 0 | 0 | 0 | 0 | 0
5007 | 5291 | 0 | 0.36377 | 0 | 99999 | 99999 | 99999 | 1 | 0 | 1 | -360 | 360 | 0 | 0 | 0 | 0 | 0 | 0 | 0 | 0
5007 | 5016 | 0 | 0.24897 | 0 | 99999 | 99999 | 99999 | 1 | 0 | 1 | -360 | 360 | 0 | 0 | 0 | 0 | 0 | 0 | 0 | 0
5007 | 5323 | 0 | 0.77815 | 0 | 99999 | 99999 | 99999 | 1 | 0 | 1 | -360 | 360 | 0 | 0 | 0 | 0 | 0 | 0 | 0 | 0
5007 | 5385 | 0 | 0.51979 | 0 | 99999 | 99999 | 99999 | 1 | 0 | 1 | -360 | 360 | 0 | 0 | 0 | 0 | 0 | 0 | 0 | 0
5007 | 5351 | 0 | 0.54667 | 0 | 99999 | 99999 | 99999 | 1 | 0 | 1 | -360 | 360 | 0 | 0 | 0 | 0 | 0 | 0 | 0 | 0
5007 | 5364 | 0 | 0.39937 | 0 | 99999 | 99999 | 99999 | 1 | 0 | 1 | -360 | 360 | 0 | 0 | 0 | 0 | 0 | 0 | 0 | 0
5007 | 5277 | 0 | 0.1225 | 0 | 99999 | 99999 | 99999 | 1 | 0 | 1 | -360 | 360 | 0 | 0 | 0 | 0 | 0 | 0 | 0 | 0
5007 | 5103 | 0 | 0.45213 | 0 | 99999 | 99999 | 99999 | 1 | 0 | 1 | -360 | 360 | 0 | 0 | 0 | 0 | 0 | 0 | 0 | 0
5007 | 5175 | 0 | 0.012373 | 0 | 99999 | 99999 | 99999 | 1 | 0 | 1 | -360 | 360 | 0 | 0 | 0 | 0 | 0 | 0 | 0 | 0
5007 | 5206 | 0 | 0.70832 | 0 | 99999 | 99999 | 99999 | 1 | 0 | 1 | -360 | 360 | 0 | 0 | 0 | 0 | 0 | 0 | 0 | 0
5007 | 5084 | 0 | 0.7618 | 0 | 99999 | 99999 | 99999 | 1 | 0 | 1 | -360 | 360 | 0 | 0 | 0 | 0 | 0 | 0 | 0 | 0
5008 | 5238 | 0 | 0.64977 | 0 | 99999 | 99999 | 99999 | 1 | 0 | 1 | -360 | 360 | 0 | 0 | 0 | 0 | 0 | 0 | 0 | 0
5010 | 5305 | 0 | 0.010658 | 0 | 99999 | 99999 | 99999 | 1 | 0 | 1 | -360 | 360 | 0 | 0 | 0 | 0 | 0 | 0 | 0 | 0
5010 | 5412 | 0 | 0.034058 | 0 | 99999 | 99999 | 99999 | 1 | 0 | 1 | -360 | 360 | 0 | 0 | 0 | 0 | 0 | 0 | 0 | 0
5010 | 5351 | 0 | 0.11747 | 0 | 99999 | 99999 | 99999 | 1 | 0 | 1 | -360 | 360 | 0 | 0 | 0 | 0 | 0 | 0 | 0 | 0
5010 | 5126 | 0 | 0.030065 | 0 | 99999 | 99999 | 99999 | 1 | 0 | 1 | -360 | 360 | 0 | 0 | 0 | 0 | 0 | 0 | 0 | 0
5010 | 5161 | 0 | 0.056432 | 0 | 99999 | 99999 | 99999 | 1 | 0 | 1 | -360 | 360 | 0 | 0 | 0 | 0 | 0 | 0 | 0 | 0
5010 | 5053 | 0 | 0.086033 | 0 | 99999 | 99999 | 99999 | 1 | 0 | 1 | -360 | 360 | 0 | 0 | 0 | 0 | 0 | 0 | 0 | 0
5010 | 5084 | 0 | 0.072672 | 0 | 99999 | 99999 | 99999 | 1 | 0 | 1 | -360 | 360 | 0 | 0 | 0 | 0 | 0 | 0 | 0 | 0
5011 | 8087 | 0 | 0.64554 | 0 | 99999 | 99999 | 99999 | 1 | 0 | 1 | -360 | 360 | 0 | 0 | 0 | 0 | 0 | 0 | 0 | 0
5011 | 8155 | 0 | 0.21919 | 0 | 99999 | 99999 | 99999 | 1 | 0 | 1 | -360 | 360 | 0 | 0 | 0 | 0 | 0 | 0 | 0 | 0
5011 | 8001 | 0 | 0.38791 | 0 | 99999 | 99999 | 99999 | 1 | 0 | 1 | -360 | 360 | 0 | 0 | 0 | 0 | 0 | 0 | 0 | 0
5016 | 5480 | 0 | 0.20717 | 0 | 99999 | 99999 | 99999 | 1 | 0 | 1 | -360 | 360 | 0 | 0 | 0 | 0 | 0 | 0 | 0 | 0
5016 | 5429 | 0 | 0.1275 | 0 | 99999 | 99999 | 99999 | 1 | 0 | 1 | -360 | 360 | 0 | 0 | 0 | 0 | 0 | 0 | 0 | 0
5016 | 5465 | 0 | 0.31478 | 0 | 99999 | 99999 | 99999 | 1 | 0 | 1 | -360 | 360 | 0 | 0 | 0 | 0 | 0 | 0 | 0 | 0
5016 | 5449 | 0 | 0.21691 | 0 | 99999 | 99999 | 99999 | 1 | 0 | 1 | -360 | 360 | 0 | 0 | 0 | 0 | 0 | 0 | 0 | 0
5016 | 5444 | 0 | 0.31131 | 0 | 99999 | 99999 | 99999 | 1 | 0 | 1 | -360 | 360 | 0 | 0 | 0 | 0 | 0 | 0 | 0 | 0
5016 | 5440 | 0 | 0.75791 | 0 | 99999 | 99999 | 99999 | 1 | 0 | 1 | -360 | 360 | 0 | 0 | 0 | 0 | 0 | 0 | 0 | 0
5016 | 5291 | 0 | 0.39178 | 0 | 99999 | 99999 | 99999 | 1 | 0 | 1 | -360 | 360 | 0 | 0 | 0 | 0 | 0 | 0 | 0 | 0
5016 | 5245 | 0 | 0.067957 | 0 | 99999 | 99999 | 99999 | 1 | 0 | 1 | -360 | 360 | 0 | 0 | 0 | 0 | 0 | 0 | 0 | 0
5016 | 5457 | 0 | 0.056755 | 0 | 99999 | 99999 | 99999 | 1 | 0 | 1 | -360 | 360 | 0 | 0 | 0 | 0 | 0 | 0 | 0 | 0
5016 | 5022 | 0 | 0.14534 | 0 | 99999 | 99999 | 99999 | 1 | 0 | 1 | -360 | 360 | 0 | 0 | 0 | 0 | 0 | 0 | 0 | 0
5016 | 5323 | 0 | 0.16411 | 0 | 99999 | 99999 | 99999 | 1 | 0 | 1 | -360 | 360 | 0 | 0 | 0 | 0 | 0 | 0 | 0 | 0
5016 | 5385 | 0 | 0.19301 | 0 | 99999 | 99999 | 99999 | 1 | 0 | 1 | -360 | 360 | 0 | 0 | 0 | 0 | 0 | 0 | 0 | 0
5016 | 5351 | 0 | 0.28283 | 0 | 99999 | 99999 | 99999 | 1 | 0 | 1 | -360 | 360 | 0 | 0 | 0 | 0 | 0 | 0 | 0 | 0
5016 | 5364 | 0 | 0.097149 | 0 | 99999 | 99999 | 99999 | 1 | 0 | 1 | -360 | 360 | 0 | 0 | 0 | 0 | 0 | 0 | 0 | 0
5016 | 5305 | 0 | 0.48764 | 0 | 99999 | 99999 | 99999 | 1 | 0 | 1 | -360 | 360 | 0 | 0 | 0 | 0 | 0 | 0 | 0 | 0
5016 | 5103 | 0 | 0.30076 | 0 | 99999 | 99999 | 99999 | 1 | 0 | 1 | -360 | 360 | 0 | 0 | 0 | 0 | 0 | 0 | 0 | 0
5016 | 5238 | 0 | 0.76254 | 0 | 99999 | 99999 | 99999 | 1 | 0 | 1 | -360 | 360 | 0 | 0 | 0 | 0 | 0 | 0 | 0 | 0
5016 | 5175 | 0 | 0.12989 | 0 | 99999 | 99999 | 99999 | 1 | 0 | 1 | -360 | 360 | 0 | 0 | 0 | 0 | 0 | 0 | 0 | 0
5016 | 5206 | 0 | 0.28355 | 0 | 99999 | 99999 | 99999 | 1 | 0 | 1 | -360 | 360 | 0 | 0 | 0 | 0 | 0 | 0 | 0 | 0
5016 | 5067 | 0 | 0.13599 | 0 | 99999 | 99999 | 99999 | 1 | 0 | 1 | -360 | 360 | 0 | 0 | 0 | 0 | 0 | 0 | 0 | 0
5016 | 5057 | 0 | 0.46085 | 0 | 99999 | 99999 | 99999 | 1 | 0 | 1 | -360 | 360 | 0 | 0 | 0 | 0 | 0 | 0 | 0 | 0
5016 | 5084 | 0 | 0.52311 | 0 | 99999 | 99999 | 99999 | 1 | 0 | 1 | -360 | 360 | 0 | 0 | 0 | 0 | 0 | 0 | 0 | 0
5016 | 5262 | 0 | 0.38379 | 0 | 99999 | 99999 | 99999 | 1 | 0 | 1 | -360 | 360 | 0 | 0 | 0 | 0 | 0 | 0 | 0 | 0
5022 | 5480 | 0 | 0.090031 | 0 | 99999 | 99999 | 99999 | 1 | 0 | 1 | -360 | 360 | 0 | 0 | 0 | 0 | 0 | 0 | 0 | 0
5022 | 5098 | 0 | 0.52979 | 0 | 99999 | 99999 | 99999 | 1 | 0 | 1 | -360 | 360 | 0 | 0 | 0 | 0 | 0 | 0 | 0 | 0
5022 | 5138 | 0 | 0.42776 | 0 | 99999 | 99999 | 99999 | 1 | 0 | 1 | -360 | 360 | 0 | 0 | 0 | 0 | 0 | 0 | 0 | 0
5022 | 5465 | 0 | 0.73663 | 0 | 99999 | 99999 | 99999 | 1 | 0 | 1 | -360 | 360 | 0 | 0 | 0 | 0 | 0 | 0 | 0 | 0
5022 | 5449 | 0 | 0.15235 | 0 | 99999 | 99999 | 99999 | 1 | 0 | 1 | -360 | 360 | 0 | 0 | 0 | 0 | 0 | 0 | 0 | 0
5022 | 5444 | 0 | 0.16316 | 0 | 99999 | 99999 | 99999 | 1 | 0 | 1 | -360 | 360 | 0 | 0 | 0 | 0 | 0 | 0 | 0 | 0
5022 | 5379 | 0 | 0.35145 | 0 | 99999 | 99999 | 99999 | 1 | 0 | 1 | -360 | 360 | 0 | 0 | 0 | 0 | 0 | 0 | 0 | 0
5022 | 5440 | 0 | 0.50594 | 0 | 99999 | 99999 | 99999 | 1 | 0 | 1 | -360 | 360 | 0 | 0 | 0 | 0 | 0 | 0 | 0 | 0
5022 | 5441 | 0 | 0.77943 | 0 | 99999 | 99999 | 99999 | 1 | 0 | 1 | -360 | 360 | 0 | 0 | 0 | 0 | 0 | 0 | 0 | 0
5022 | 5030 | 0 | 0.10028 | 0 | 99999 | 99999 | 99999 | 1 | 0 | 1 | -360 | 360 | 0 | 0 | 0 | 0 | 0 | 0 | 0 | 0
5022 | 5323 | 0 | 0.18413 | 0 | 99999 | 99999 | 99999 | 1 | 0 | 1 | -360 | 360 | 0 | 0 | 0 | 0 | 0 | 0 | 0 | 0
5022 | 5415 | 0 | 0.31001 | 0 | 99999 | 99999 | 99999 | 1 | 0 | 1 | -360 | 360 | 0 | 0 | 0 | 0 | 0 | 0 | 0 | 0
5022 | 5385 | 0 | 0.22242 | 0 | 99999 | 99999 | 99999 | 1 | 0 | 1 | -360 | 360 | 0 | 0 | 0 | 0 | 0 | 0 | 0 | 0
5022 | 5351 | 0 | 0.30987 | 0 | 99999 | 99999 | 99999 | 1 | 0 | 1 | -360 | 360 | 0 | 0 | 0 | 0 | 0 | 0 | 0 | 0
5022 | 5364 | 0 | 0.24869 | 0 | 99999 | 99999 | 99999 | 1 | 0 | 1 | -360 | 360 | 0 | 0 | 0 | 0 | 0 | 0 | 0 | 0
5022 | 5103 | 0 | 0.571 | 0 | 99999 | 99999 | 99999 | 1 | 0 | 1 | -360 | 360 | 0 | 0 | 0 | 0 | 0 | 0 | 0 | 0
5022 | 5238 | 0 | 0.34706 | 0 | 99999 | 99999 | 99999 | 1 | 0 | 1 | -360 | 360 | 0 | 0 | 0 | 0 | 0 | 0 | 0 | 0
5022 | 5175 | 0 | 0.429 | 0 | 99999 | 99999 | 99999 | 1 | 0 | 1 | -360 | 360 | 0 | 0 | 0 | 0 | 0 | 0 | 0 | 0
5022 | 5117 | 0 | 0.24083 | 0 | 99999 | 99999 | 99999 | 1 | 0 | 1 | -360 | 360 | 0 | 0 | 0 | 0 | 0 | 0 | 0 | 0
5022 | 5206 | 0 | 0.45907 | 0 | 99999 | 99999 | 99999 | 1 | 0 | 1 | -360 | 360 | 0 | 0 | 0 | 0 | 0 | 0 | 0 | 0
5022 | 5067 | 0 | 0.28556 | 0 | 99999 | 99999 | 99999 | 1 | 0 | 1 | -360 | 360 | 0 | 0 | 0 | 0 | 0 | 0 | 0 | 0
5022 | 5057 | 0 | 0.32499 | 0 | 99999 | 99999 | 99999 | 1 | 0 | 1 | -360 | 360 | 0 | 0 | 0 | 0 | 0 | 0 | 0 | 0
5022 | 5319 | 0 | 0.19004 | 0 | 99999 | 99999 | 99999 | 1 | 0 | 1 | -360 | 360 | 0 | 0 | 0 | 0 | 0 | 0 | 0 | 0
5022 | 5262 | 0 | 0.080539 | 0 | 99999 | 99999 | 99999 | 1 | 0 | 1 | -360 | 360 | 0 | 0 | 0 | 0 | 0 | 0 | 0 | 0
5030 | 5249 | 0 | 0.067011 | 0 | 99999 | 99999 | 99999 | 1 | 0 | 1 | -360 | 360 | 0 | 0 | 0 | 0 | 0 | 0 | 0 | 0
5030 | 5291 | 0 | 0.15127 | 0 | 99999 | 99999 | 99999 | 1 | 0 | 1 | -360 | 360 | 0 | 0 | 0 | 0 | 0 | 0 | 0 | 0
5037 | 5465 | 0 | 0.66808 | 0 | 99999 | 99999 | 99999 | 1 | 0 | 1 | -360 | 360 | 0 | 0 | 0 | 0 | 0 | 0 | 0 | 0
5037 | 5449 | 0 | 0.43356 | 0 | 99999 | 99999 | 99999 | 1 | 0 | 1 | -360 | 360 | 0 | 0 | 0 | 0 | 0 | 0 | 0 | 0
5037 | 5444 | 0 | 0.12569 | 0 | 99999 | 99999 | 99999 | 1 | 0 | 1 | -360 | 360 | 0 | 0 | 0 | 0 | 0 | 0 | 0 | 0
5037 | 5323 | 0 | 0.27438 | 0 | 99999 | 99999 | 99999 | 1 | 0 | 1 | -360 | 360 | 0 | 0 | 0 | 0 | 0 | 0 | 0 | 0
5037 | 5385 | 0 | 0.047409 | 0 | 99999 | 99999 | 99999 | 1 | 0 | 1 | -360 | 360 | 0 | 0 | 0 | 0 | 0 | 0 | 0 | 0
5037 | 5382 | 0 | 0.63645 | 0 | 99999 | 99999 | 99999 | 1 | 0 | 1 | -360 | 360 | 0 | 0 | 0 | 0 | 0 | 0 | 0 | 0
5037 | 5351 | 0 | 0.12041 | 0 | 99999 | 99999 | 99999 | 1 | 0 | 1 | -360 | 360 | 0 | 0 | 0 | 0 | 0 | 0 | 0 | 0
5037 | 5103 | 0 | 0.29768 | 0 | 99999 | 99999 | 99999 | 1 | 0 | 1 | -360 | 360 | 0 | 0 | 0 | 0 | 0 | 0 | 0 | 0
5037 | 5048 | 0 | 0.7399 | 0 | 99999 | 99999 | 99999 | 1 | 0 | 1 | -360 | 360 | 0 | 0 | 0 | 0 | 0 | 0 | 0 | 0
5037 | 5329 | 0 | 0.60953 | 0 | 99999 | 99999 | 99999 | 1 | 0 | 1 | -360 | 360 | 0 | 0 | 0 | 0 | 0 | 0 | 0 | 0
5048 | 5444 | 0 | 0.022491 | 0 | 99999 | 99999 | 99999 | 1 | 0 | 1 | -360 | 360 | 0 | 0 | 0 | 0 | 0 | 0 | 0 | 0
5048 | 5385 | 0 | 0.25348 | 0 | 99999 | 99999 | 99999 | 1 | 0 | 1 | -360 | 360 | 0 | 0 | 0 | 0 | 0 | 0 | 0 | 0
5048 | 5351 | 0 | 0.69786 | 0 | 99999 | 99999 | 99999 | 1 | 0 | 1 | -360 | 360 | 0 | 0 | 0 | 0 | 0 | 0 | 0 | 0
5048 | 5262 | 0 | 0.34342 | 0 | 99999 | 99999 | 99999 | 1 | 0 | 1 | -360 | 360 | 0 | 0 | 0 | 0 | 0 | 0 | 0 | 0
5053 | 5203 | 0 | 0.034411 | 0 | 99999 | 99999 | 99999 | 1 | 0 | 1 | -360 | 360 | 0 | 0 | 0 | 0 | 0 | 0 | 0 | 0
5053 | 5103 | 0 | 0.01212 | 0 | 99999 | 99999 | 99999 | 1 | 0 | 1 | -360 | 360 | 0 | 0 | 0 | 0 | 0 | 0 | 0 | 0
5053 | 5126 | 0 | 0.42192 | 0 | 99999 | 99999 | 99999 | 1 | 0 | 1 | -360 | 360 | 0 | 0 | 0 | 0 | 0 | 0 | 0 | 0
5053 | 5084 | 0 | 0.0088894 | 0 | 99999 | 99999 | 99999 | 1 | 0 | 1 | -360 | 360 | 0 | 0 | 0 | 0 | 0 | 0 | 0 | 0
5057 | 5415 | 0 | 0.49002 | 0 | 99999 | 99999 | 99999 | 1 | 0 | 1 | -360 | 360 | 0 | 0 | 0 | 0 | 0 | 0 | 0 | 0
5057 | 5364 | 0 | 0.21153 | 0 | 99999 | 99999 | 99999 | 1 | 0 | 1 | -360 | 360 | 0 | 0 | 0 | 0 | 0 | 0 | 0 | 0
5057 | 5238 | 0 | 0.1114 | 0 | 99999 | 99999 | 99999 | 1 | 0 | 1 | -360 | 360 | 0 | 0 | 0 | 0 | 0 | 0 | 0 | 0
5057 | 5175 | 0 | 0.66658 | 0 | 99999 | 99999 | 99999 | 1 | 0 | 1 | -360 | 360 | 0 | 0 | 0 | 0 | 0 | 0 | 0 | 0
5057 | 5206 | 0 | 0.28634 | 0 | 99999 | 99999 | 99999 | 1 | 0 | 1 | -360 | 360 | 0 | 0 | 0 | 0 | 0 | 0 | 0 | 0
5067 | 5480 | 0 | 0.52111 | 0 | 99999 | 99999 | 99999 | 1 | 0 | 1 | -360 | 360 | 0 | 0 | 0 | 0 | 0 | 0 | 0 | 0
5067 | 5465 | 0 | 0.61103 | 0 | 99999 | 99999 | 99999 | 1 | 0 | 1 | -360 | 360 | 0 | 0 | 0 | 0 | 0 | 0 | 0 | 0
5067 | 5449 | 0 | 0.24671 | 0 | 99999 | 99999 | 99999 | 1 | 0 | 1 | -360 | 360 | 0 | 0 | 0 | 0 | 0 | 0 | 0 | 0
5067 | 5444 | 0 | 0.31707 | 0 | 99999 | 99999 | 99999 | 1 | 0 | 1 | -360 | 360 | 0 | 0 | 0 | 0 | 0 | 0 | 0 | 0
5067 | 5440 | 0 | 0.4819 | 0 | 99999 | 99999 | 99999 | 1 | 0 | 1 | -360 | 360 | 0 | 0 | 0 | 0 | 0 | 0 | 0 | 0
5067 | 5457 | 0 | 0.66219 | 0 | 99999 | 99999 | 99999 | 1 | 0 | 1 | -360 | 360 | 0 | 0 | 0 | 0 | 0 | 0 | 0 | 0
5067 | 5323 | 0 | 0.13409 | 0 | 99999 | 99999 | 99999 | 1 | 0 | 1 | -360 | 360 | 0 | 0 | 0 | 0 | 0 | 0 | 0 | 0
5067 | 5385 | 0 | 0.18491 | 0 | 99999 | 99999 | 99999 | 1 | 0 | 1 | -360 | 360 | 0 | 0 | 0 | 0 | 0 | 0 | 0 | 0
5067 | 5351 | 0 | 0.36037 | 0 | 99999 | 99999 | 99999 | 1 | 0 | 1 | -360 | 360 | 0 | 0 | 0 | 0 | 0 | 0 | 0 | 0
5067 | 5364 | 0 | 0.39108 | 0 | 99999 | 99999 | 99999 | 1 | 0 | 1 | -360 | 360 | 0 | 0 | 0 | 0 | 0 | 0 | 0 | 0
5067 | 5433 | 0 | 0.57667 | 0 | 99999 | 99999 | 99999 | 1 | 0 | 1 | -360 | 360 | 0 | 0 | 0 | 0 | 0 | 0 | 0 | 0
5067 | 5305 | 0 | 0.44913 | 0 | 99999 | 99999 | 99999 | 1 | 0 | 1 | -360 | 360 | 0 | 0 | 0 | 0 | 0 | 0 | 0 | 0
5067 | 5103 | 0 | 0.36673 | 0 | 99999 | 99999 | 99999 | 1 | 0 | 1 | -360 | 360 | 0 | 0 | 0 | 0 | 0 | 0 | 0 | 0
5067 | 5175 | 0 | 0.44275 | 0 | 99999 | 99999 | 99999 | 1 | 0 | 1 | -360 | 360 | 0 | 0 | 0 | 0 | 0 | 0 | 0 | 0
5067 | 5084 | 0 | 0.65324 | 0 | 99999 | 99999 | 99999 | 1 | 0 | 1 | -360 | 360 | 0 | 0 | 0 | 0 | 0 | 0 | 0 | 0
5067 | 5262 | 0 | 0.37652 | 0 | 99999 | 99999 | 99999 | 1 | 0 | 1 | -360 | 360 | 0 | 0 | 0 | 0 | 0 | 0 | 0 | 0
5084 | 5351 | 0 | 0.20189 | 0 | 99999 | 99999 | 99999 | 1 | 0 | 1 | -360 | 360 | 0 | 0 | 0 | 0 | 0 | 0 | 0 | 0
5084 | 5126 | 0 | 0.35428 | 0 | 99999 | 99999 | 99999 | 1 | 0 | 1 | -360 | 360 | 0 | 0 | 0 | 0 | 0 | 0 | 0 | 0
5084 | 5161 | 0 | 0.6586 | 0 | 99999 | 99999 | 99999 | 1 | 0 | 1 | -360 | 360 | 0 | 0 | 0 | 0 | 0 | 0 | 0 | 0
5084 | 5465 | 0 | 0.17518 | 0 | 99999 | 99999 | 99999 | 1 | 0 | 1 | -360 | 360 | 0 | 0 | 0 | 0 | 0 | 0 | 0 | 0
5084 | 5449 | 0 | 0.47227 | 0 | 99999 | 99999 | 99999 | 1 | 0 | 1 | -360 | 360 | 0 | 0 | 0 | 0 | 0 | 0 | 0 | 0
5084 | 5444 | 0 | 0.15855 | 0 | 99999 | 99999 | 99999 | 1 | 0 | 1 | -360 | 360 | 0 | 0 | 0 | 0 | 0 | 0 | 0 | 0
5084 | 5323 | 0 | 0.27472 | 0 | 99999 | 99999 | 99999 | 1 | 0 | 1 | -360 | 360 | 0 | 0 | 0 | 0 | 0 | 0 | 0 | 0
5084 | 5385 | 0 | 0.19118 | 0 | 99999 | 99999 | 99999 | 1 | 0 | 1 | -360 | 360 | 0 | 0 | 0 | 0 | 0 | 0 | 0 | 0
5084 | 5400 | 0 | 0.38896 | 0 | 99999 | 99999 | 99999 | 1 | 0 | 1 | -360 | 360 | 0 | 0 | 0 | 0 | 0 | 0 | 0 | 0
5084 | 5305 | 0 | 0.20829 | 0 | 99999 | 99999 | 99999 | 1 | 0 | 1 | -360 | 360 | 0 | 0 | 0 | 0 | 0 | 0 | 0 | 0
5084 | 5103 | 0 | 0.15926 | 0 | 99999 | 99999 | 99999 | 1 | 0 | 1 | -360 | 360 | 0 | 0 | 0 | 0 | 0 | 0 | 0 | 0
5084 | 5234 | 0 | 0.41845 | 0 | 99999 | 99999 | 99999 | 1 | 0 | 1 | -360 | 360 | 0 | 0 | 0 | 0 | 0 | 0 | 0 | 0
5084 | 5302 | 0 | 0.24047 | 0 | 99999 | 99999 | 99999 | 1 | 0 | 1 | -360 | 360 | 0 | 0 | 0 | 0 | 0 | 0 | 0 | 0
5084 | 5175 | 0 | 0.37544 | 0 | 99999 | 99999 | 99999 | 1 | 0 | 1 | -360 | 360 | 0 | 0 | 0 | 0 | 0 | 0 | 0 | 0
5084 | 8129 | 0 | 0.46702 | 0 | 99999 | 99999 | 99999 | 1 | 0 | 1 | -360 | 360 | 0 | 0 | 0 | 0 | 0 | 0 | 0 | 0
5090 | 5251 | 0 | 0.11167 | 0 | 99999 | 99999 | 99999 | 1 | 0 | 1 | -360 | 360 | 0 | 0 | 0 | 0 | 0 | 0 | 0 | 0
5090 | 5463 | 0 | 0.14213 | 0 | 99999 | 99999 | 99999 | 1 | 0 | 1 | -360 | 360 | 0 | 0 | 0 | 0 | 0 | 0 | 0 | 0
5090 | 5157 | 0 | 0.18866 | 0 | 99999 | 99999 | 99999 | 1 | 0 | 1 | -360 | 360 | 0 | 0 | 0 | 0 | 0 | 0 | 0 | 0
5090 | 5449 | 0 | 0.49342 | 0 | 99999 | 99999 | 99999 | 1 | 0 | 1 | -360 | 360 | 0 | 0 | 0 | 0 | 0 | 0 | 0 | 0
5090 | 5323 | 0 | 0.14326 | 0 | 99999 | 99999 | 99999 | 1 | 0 | 1 | -360 | 360 | 0 | 0 | 0 | 0 | 0 | 0 | 0 | 0
5090 | 5335 | 0 | 0.24726 | 0 | 99999 | 99999 | 99999 | 1 | 0 | 1 | -360 | 360 | 0 | 0 | 0 | 0 | 0 | 0 | 0 | 0
5090 | 5385 | 0 | 0.41358 | 0 | 99999 | 99999 | 99999 | 1 | 0 | 1 | -360 | 360 | 0 | 0 | 0 | 0 | 0 | 0 | 0 | 0
5090 | 5161 | 0 | 0.084875 | 0 | 99999 | 99999 | 99999 | 1 | 0 | 1 | -360 | 360 | 0 | 0 | 0 | 0 | 0 | 0 | 0 | 0
5090 | 5351 | 0 | 0.056408 | 0 | 99999 | 99999 | 99999 | 1 | 0 | 1 | -360 | 360 | 0 | 0 | 0 | 0 | 0 | 0 | 0 | 0
5090 | 5126 | 0 | 0.06171 | 0 | 99999 | 99999 | 99999 | 1 | 0 | 1 | -360 | 360 | 0 | 0 | 0 | 0 | 0 | 0 | 0 | 0
5090 | 5103 | 0 | 0.1111 | 0 | 99999 | 99999 | 99999 | 1 | 0 | 1 | -360 | 360 | 0 | 0 | 0 | 0 | 0 | 0 | 0 | 0
5090 | 5224 | 0 | 0.26028 | 0 | 99999 | 99999 | 99999 | 1 | 0 | 1 | -360 | 360 | 0 | 0 | 0 | 0 | 0 | 0 | 0 | 0
5090 | 5168 | 0 | 0.024337 | 0 | 99999 | 99999 | 99999 | 1 | 0 | 1 | -360 | 360 | 0 | 0 | 0 | 0 | 0 | 0 | 0 | 0
5090 | 5250 | 0 | 0.034548 | 0 | 99999 | 99999 | 99999 | 1 | 0 | 1 | -360 | 360 | 0 | 0 | 0 | 0 | 0 | 0 | 0 | 0
5090 | 5329 | 0 | 0.039166 | 0 | 99999 | 99999 | 99999 | 1 | 0 | 1 | -360 | 360 | 0 | 0 | 0 | 0 | 0 | 0 | 0 | 0
5090 | 5203 | 0 | 0.23474 | 0 | 99999 | 99999 | 99999 | 1 | 0 | 1 | -360 | 360 | 0 | 0 | 0 | 0 | 0 | 0 | 0 | 0
5098 | 5480 | 0 | 0.6571 | 0 | 99999 | 99999 | 99999 | 1 | 0 | 1 | -360 | 360 | 0 | 0 | 0 | 0 | 0 | 0 | 0 | 0
5098 | 5429 | 0 | 0.11099 | 0 | 99999 | 99999 | 99999 | 1 | 0 | 1 | -360 | 360 | 0 | 0 | 0 | 0 | 0 | 0 | 0 | 0
5098 | 5373 | 0 | 0.28013 | 0 | 99999 | 99999 | 99999 | 1 | 0 | 1 | -360 | 360 | 0 | 0 | 0 | 0 | 0 | 0 | 0 | 0
5098 | 5444 | 0 | 0.24515 | 0 | 99999 | 99999 | 99999 | 1 | 0 | 1 | -360 | 360 | 0 | 0 | 0 | 0 | 0 | 0 | 0 | 0
5098 | 5447 | 0 | 0.50817 | 0 | 99999 | 99999 | 99999 | 1 | 0 | 1 | -360 | 360 | 0 | 0 | 0 | 0 | 0 | 0 | 0 | 0
5098 | 5441 | 0 | 0.12675 | 0 | 99999 | 99999 | 99999 | 1 | 0 | 1 | -360 | 360 | 0 | 0 | 0 | 0 | 0 | 0 | 0 | 0
5098 | 5287 | 0 | 0.38795 | 0 | 99999 | 99999 | 99999 | 1 | 0 | 1 | -360 | 360 | 0 | 0 | 0 | 0 | 0 | 0 | 0 | 0
5098 | 5117 | 0 | 0.27078 | 0 | 99999 | 99999 | 99999 | 1 | 0 | 1 | -360 | 360 | 0 | 0 | 0 | 0 | 0 | 0 | 0 | 0
5098 | 5319 | 0 | 0.73031 | 0 | 99999 | 99999 | 99999 | 1 | 0 | 1 | -360 | 360 | 0 | 0 | 0 | 0 | 0 | 0 | 0 | 0
5098 | 5262 | 0 | 0.3202 | 0 | 99999 | 99999 | 99999 | 1 | 0 | 1 | -360 | 360 | 0 | 0 | 0 | 0 | 0 | 0 | 0 | 0
5103 | 5203 | 0 | 0.02504 | 0 | 99999 | 99999 | 99999 | 1 | 0 | 1 | -360 | 360 | 0 | 0 | 0 | 0 | 0 | 0 | 0 | 0
5103 | 5465 | 0 | 0.10094 | 0 | 99999 | 99999 | 99999 | 1 | 0 | 1 | -360 | 360 | 0 | 0 | 0 | 0 | 0 | 0 | 0 | 0
5103 | 5449 | 0 | 0.28017 | 0 | 99999 | 99999 | 99999 | 1 | 0 | 1 | -360 | 360 | 0 | 0 | 0 | 0 | 0 | 0 | 0 | 0
5103 | 5444 | 0 | 0.10896 | 0 | 99999 | 99999 | 99999 | 1 | 0 | 1 | -360 | 360 | 0 | 0 | 0 | 0 | 0 | 0 | 0 | 0
5103 | 5323 | 0 | 0.15299 | 0 | 99999 | 99999 | 99999 | 1 | 0 | 1 | -360 | 360 | 0 | 0 | 0 | 0 | 0 | 0 | 0 | 0
5103 | 5335 | 0 | 0.14169 | 0 | 99999 | 99999 | 99999 | 1 | 0 | 1 | -360 | 360 | 0 | 0 | 0 | 0 | 0 | 0 | 0 | 0
5103 | 5385 | 0 | 0.047554 | 0 | 99999 | 99999 | 99999 | 1 | 0 | 1 | -360 | 360 | 0 | 0 | 0 | 0 | 0 | 0 | 0 | 0
5103 | 5382 | 0 | 0.66404 | 0 | 99999 | 99999 | 99999 | 1 | 0 | 1 | -360 | 360 | 0 | 0 | 0 | 0 | 0 | 0 | 0 | 0
5103 | 5161 | 0 | 0.68467 | 0 | 99999 | 99999 | 99999 | 1 | 0 | 1 | -360 | 360 | 0 | 0 | 0 | 0 | 0 | 0 | 0 | 0
5103 | 5351 | 0 | 0.08522 | 0 | 99999 | 99999 | 99999 | 1 | 0 | 1 | -360 | 360 | 0 | 0 | 0 | 0 | 0 | 0 | 0 | 0
5103 | 5126 | 0 | 0.057642 | 0 | 99999 | 99999 | 99999 | 1 | 0 | 1 | -360 | 360 | 0 | 0 | 0 | 0 | 0 | 0 | 0 | 0
5103 | 5364 | 0 | 0.63511 | 0 | 99999 | 99999 | 99999 | 1 | 0 | 1 | -360 | 360 | 0 | 0 | 0 | 0 | 0 | 0 | 0 | 0
5103 | 5400 | 0 | 0.36179 | 0 | 99999 | 99999 | 99999 | 1 | 0 | 1 | -360 | 360 | 0 | 0 | 0 | 0 | 0 | 0 | 0 | 0
5103 | 5305 | 0 | 0.096434 | 0 | 99999 | 99999 | 99999 | 1 | 0 | 1 | -360 | 360 | 0 | 0 | 0 | 0 | 0 | 0 | 0 | 0
5103 | 5234 | 0 | 0.38329 | 0 | 99999 | 99999 | 99999 | 1 | 0 | 1 | -360 | 360 | 0 | 0 | 0 | 0 | 0 | 0 | 0 | 0
5103 | 5302 | 0 | 0.22122 | 0 | 99999 | 99999 | 99999 | 1 | 0 | 1 | -360 | 360 | 0 | 0 | 0 | 0 | 0 | 0 | 0 | 0
5103 | 5224 | 0 | 0.01515 | 0 | 99999 | 99999 | 99999 | 1 | 0 | 1 | -360 | 360 | 0 | 0 | 0 | 0 | 0 | 0 | 0 | 0
5103 | 5175 | 0 | 0.222 | 0 | 99999 | 99999 | 99999 | 1 | 0 | 1 | -360 | 360 | 0 | 0 | 0 | 0 | 0 | 0 | 0 | 0
5103 | 8129 | 0 | 0.26844 | 0 | 99999 | 99999 | 99999 | 1 | 0 | 1 | -360 | 360 | 0 | 0 | 0 | 0 | 0 | 0 | 0 | 0
5103 | 5168 | 0 | 0.26468 | 0 | 99999 | 99999 | 99999 | 1 | 0 | 1 | -360 | 360 | 0 | 0 | 0 | 0 | 0 | 0 | 0 | 0
5103 | 5250 | 0 | 0.32101 | 0 | 99999 | 99999 | 99999 | 1 | 0 | 1 | -360 | 360 | 0 | 0 | 0 | 0 | 0 | 0 | 0 | 0
5105 | 5335 | 0 | 0.029156 | 0 | 99999 | 99999 | 99999 | 1 | 0 | 1 | -360 | 360 | 0 | 0 | 0 | 0 | 0 | 0 | 0 | 0
5105 | 5457 | 0 | 0.080247 | 0 | 99999 | 99999 | 99999 | 1 | 0 | 1 | -360 | 360 | 0 | 0 | 0 | 0 | 0 | 0 | 0 | 0
5105 | 5463 | 0 | 0.035295 | 0 | 99999 | 99999 | 99999 | 1 | 0 | 1 | -360 | 360 | 0 | 0 | 0 | 0 | 0 | 0 | 0 | 0
5117 | 5447 | 0 | 0.022013 | 0 | 99999 | 99999 | 99999 | 1 | 0 | 1 | -360 | 360 | 0 | 0 | 0 | 0 | 0 | 0 | 0 | 0
5117 | 5480 | 0 | 0.34901 | 0 | 99999 | 99999 | 99999 | 1 | 0 | 1 | -360 | 360 | 0 | 0 | 0 | 0 | 0 | 0 | 0 | 0
5117 | 5251 | 0 | 0.30578 | 0 | 99999 | 99999 | 99999 | 1 | 0 | 1 | -360 | 360 | 0 | 0 | 0 | 0 | 0 | 0 | 0 | 0
5117 | 5429 | 0 | 0.30053 | 0 | 99999 | 99999 | 99999 | 1 | 0 | 1 | -360 | 360 | 0 | 0 | 0 | 0 | 0 | 0 | 0 | 0
5117 | 5373 | 0 | 0.75975 | 0 | 99999 | 99999 | 99999 | 1 | 0 | 1 | -360 | 360 | 0 | 0 | 0 | 0 | 0 | 0 | 0 | 0
5117 | 5379 | 0 | 0.069558 | 0 | 99999 | 99999 | 99999 | 1 | 0 | 1 | -360 | 360 | 0 | 0 | 0 | 0 | 0 | 0 | 0 | 0
5117 | 5440 | 0 | 0.12327 | 0 | 99999 | 99999 | 99999 | 1 | 0 | 1 | -360 | 360 | 0 | 0 | 0 | 0 | 0 | 0 | 0 | 0
5117 | 5441 | 0 | 0.059305 | 0 | 99999 | 99999 | 99999 | 1 | 0 | 1 | -360 | 360 | 0 | 0 | 0 | 0 | 0 | 0 | 0 | 0
5117 | 5457 | 0 | 0.43485 | 0 | 99999 | 99999 | 99999 | 1 | 0 | 1 | -360 | 360 | 0 | 0 | 0 | 0 | 0 | 0 | 0 | 0
5117 | 5433 | 0 | 0.65328 | 0 | 99999 | 99999 | 99999 | 1 | 0 | 1 | -360 | 360 | 0 | 0 | 0 | 0 | 0 | 0 | 0 | 0
5126 | 5351 | 0 | 0.12212 | 0 | 99999 | 99999 | 99999 | 1 | 0 | 1 | -360 | 360 | 0 | 0 | 0 | 0 | 0 | 0 | 0 | 0
5126 | 5161 | 0 | 0.15423 | 0 | 99999 | 99999 | 99999 | 1 | 0 | 1 | -360 | 360 | 0 | 0 | 0 | 0 | 0 | 0 | 0 | 0
5126 | 5157 | 0 | 0.60564 | 0 | 99999 | 99999 | 99999 | 1 | 0 | 1 | -360 | 360 | 0 | 0 | 0 | 0 | 0 | 0 | 0 | 0
5126 | 5323 | 0 | 0.41831 | 0 | 99999 | 99999 | 99999 | 1 | 0 | 1 | -360 | 360 | 0 | 0 | 0 | 0 | 0 | 0 | 0 | 0
5126 | 5335 | 0 | 0.32316 | 0 | 99999 | 99999 | 99999 | 1 | 0 | 1 | -360 | 360 | 0 | 0 | 0 | 0 | 0 | 0 | 0 | 0
5126 | 5224 | 0 | 0.24252 | 0 | 99999 | 99999 | 99999 | 1 | 0 | 1 | -360 | 360 | 0 | 0 | 0 | 0 | 0 | 0 | 0 | 0
5126 | 5168 | 0 | 0.32755 | 0 | 99999 | 99999 | 99999 | 1 | 0 | 1 | -360 | 360 | 0 | 0 | 0 | 0 | 0 | 0 | 0 | 0
5126 | 5250 | 0 | 0.065857 | 0 | 99999 | 99999 | 99999 | 1 | 0 | 1 | -360 | 360 | 0 | 0 | 0 | 0 | 0 | 0 | 0 | 0
5126 | 5329 | 0 | 0.70751 | 0 | 99999 | 99999 | 99999 | 1 | 0 | 1 | -360 | 360 | 0 | 0 | 0 | 0 | 0 | 0 | 0 | 0
5126 | 5181 | 0 | 0.51264 | 0 | 99999 | 99999 | 99999 | 1 | 0 | 1 | -360 | 360 | 0 | 0 | 0 | 0 | 0 | 0 | 0 | 0
5126 | 5203 | 0 | 0.11339 | 0 | 99999 | 99999 | 99999 | 1 | 0 | 1 | -360 | 360 | 0 | 0 | 0 | 0 | 0 | 0 | 0 | 0
5138 | 8155 | 0 | 0.14521 | 0 | 99999 | 99999 | 99999 | 1 | 0 | 1 | -360 | 360 | 0 | 0 | 0 | 0 | 0 | 0 | 0 | 0
5138 | 5411 | 0 | 0.16524 | 0 | 99999 | 99999 | 99999 | 1 | 0 | 1 | -360 | 360 | 0 | 0 | 0 | 0 | 0 | 0 | 0 | 0
5138 | 8070 | 0 | 0.12715 | 0 | 99999 | 99999 | 99999 | 1 | 0 | 1 | -360 | 360 | 0 | 0 | 0 | 0 | 0 | 0 | 0 | 0
5138 | 8147 | 0 | 0.42205 | 0 | 99999 | 99999 | 99999 | 1 | 0 | 1 | -360 | 360 | 0 | 0 | 0 | 0 | 0 | 0 | 0 | 0
5138 | 5452 | 0 | 0.077296 | 0 | 99999 | 99999 | 99999 | 1 | 0 | 1 | -360 | 360 | 0 | 0 | 0 | 0 | 0 | 0 | 0 | 0
5138 | 5444 | 0 | 0.26981 | 0 | 99999 | 99999 | 99999 | 1 | 0 | 1 | -360 | 360 | 0 | 0 | 0 | 0 | 0 | 0 | 0 | 0
5138 | 5439 | 0 | 0.60362 | 0 | 99999 | 99999 | 99999 | 1 | 0 | 1 | -360 | 360 | 0 | 0 | 0 | 0 | 0 | 0 | 0 | 0
5138 | 5360 | 0 | 0.25631 | 0 | 99999 | 99999 | 99999 | 1 | 0 | 1 | -360 | 360 | 0 | 0 | 0 | 0 | 0 | 0 | 0 | 0
5138 | 5319 | 0 | 0.48204 | 0 | 99999 | 99999 | 99999 | 1 | 0 | 1 | -360 | 360 | 0 | 0 | 0 | 0 | 0 | 0 | 0 | 0
5138 | 6349 | 0 | 0.60188 | 0 | 99999 | 99999 | 99999 | 1 | 0 | 1 | -360 | 360 | 0 | 0 | 0 | 0 | 0 | 0 | 0 | 0
5138 | 5193 | 0 | 0.55117 | 0 | 99999 | 99999 | 99999 | 1 | 0 | 1 | -360 | 360 | 0 | 0 | 0 | 0 | 0 | 0 | 0 | 0
5138 | 5281 | 0 | 0.4885 | 0 | 99999 | 99999 | 99999 | 1 | 0 | 1 | -360 | 360 | 0 | 0 | 0 | 0 | 0 | 0 | 0 | 0
5138 | 5262 | 0 | 0.19858 | 0 | 99999 | 99999 | 99999 | 1 | 0 | 1 | -360 | 360 | 0 | 0 | 0 | 0 | 0 | 0 | 0 | 0
5147 | 5203 | 0 | 0.034649 | 0 | 99999 | 99999 | 99999 | 1 | 0 | 1 | -360 | 360 | 0 | 0 | 0 | 0 | 0 | 0 | 0 | 0
5147 | 5234 | 0 | 0.079842 | 0 | 99999 | 99999 | 99999 | 1 | 0 | 1 | -360 | 360 | 0 | 0 | 0 | 0 | 0 | 0 | 0 | 0
5147 | 5253 | 0 | 0.097062 | 0 | 99999 | 99999 | 99999 | 1 | 0 | 1 | -360 | 360 | 0 | 0 | 0 | 0 | 0 | 0 | 0 | 0
5147 | 5400 | 0 | 0.1079 | 0 | 99999 | 99999 | 99999 | 1 | 0 | 1 | -360 | 360 | 0 | 0 | 0 | 0 | 0 | 0 | 0 | 0
5157 | 5449 | 0 | 0.098727 | 0 | 99999 | 99999 | 99999 | 1 | 0 | 1 | -360 | 360 | 0 | 0 | 0 | 0 | 0 | 0 | 0 | 0
5157 | 5440 | 0 | 0.65916 | 0 | 99999 | 99999 | 99999 | 1 | 0 | 1 | -360 | 360 | 0 | 0 | 0 | 0 | 0 | 0 | 0 | 0
5157 | 5323 | 0 | 0.033504 | 0 | 99999 | 99999 | 99999 | 1 | 0 | 1 | -360 | 360 | 0 | 0 | 0 | 0 | 0 | 0 | 0 | 0
5157 | 5335 | 0 | 0.62529 | 0 | 99999 | 99999 | 99999 | 1 | 0 | 1 | -360 | 360 | 0 | 0 | 0 | 0 | 0 | 0 | 0 | 0
5157 | 5385 | 0 | 0.78076 | 0 | 99999 | 99999 | 99999 | 1 | 0 | 1 | -360 | 360 | 0 | 0 | 0 | 0 | 0 | 0 | 0 | 0
5157 | 5266 | 0 | 0.15084 | 0 | 99999 | 99999 | 99999 | 1 | 0 | 1 | -360 | 360 | 0 | 0 | 0 | 0 | 0 | 0 | 0 | 0
5157 | 5161 | 0 | 0.61104 | 0 | 99999 | 99999 | 99999 | 1 | 0 | 1 | -360 | 360 | 0 | 0 | 0 | 0 | 0 | 0 | 0 | 0
5157 | 5433 | 0 | 0.69662 | 0 | 99999 | 99999 | 99999 | 1 | 0 | 1 | -360 | 360 | 0 | 0 | 0 | 0 | 0 | 0 | 0 | 0
5157 | 5250 | 0 | 0.16677 | 0 | 99999 | 99999 | 99999 | 1 | 0 | 1 | -360 | 360 | 0 | 0 | 0 | 0 | 0 | 0 | 0 | 0
5157 | 5329 | 0 | 0.15576 | 0 | 99999 | 99999 | 99999 | 1 | 0 | 1 | -360 | 360 | 0 | 0 | 0 | 0 | 0 | 0 | 0 | 0
5158 | 5385 | 0 | 0.0087592 | 0 | 99999 | 99999 | 99999 | 1 | 0 | 1 | -360 | 360 | 0 | 0 | 0 | 0 | 0 | 0 | 0 | 0
5158 | 5329 | 0 | 0.20947 | 0 | 99999 | 99999 | 99999 | 1 | 0 | 1 | -360 | 360 | 0 | 0 | 0 | 0 | 0 | 0 | 0 | 0
5158 | 5333 | 0 | 0.21226 | 0 | 99999 | 99999 | 99999 | 1 | 0 | 1 | -360 | 360 | 0 | 0 | 0 | 0 | 0 | 0 | 0 | 0
5158 | 5161 | 0 | 0.013729 | 0 | 99999 | 99999 | 99999 | 1 | 0 | 1 | -360 | 360 | 0 | 0 | 0 | 0 | 0 | 0 | 0 | 0
5158 | 5351 | 0 | 0.16041 | 0 | 99999 | 99999 | 99999 | 1 | 0 | 1 | -360 | 360 | 0 | 0 | 0 | 0 | 0 | 0 | 0 | 0
5161 | 5351 | 0 | 0.13646 | 0 | 99999 | 99999 | 99999 | 1 | 0 | 1 | -360 | 360 | 0 | 0 | 0 | 0 | 0 | 0 | 0 | 0
5161 | 5251 | 0 | 0.69246 | 0 | 99999 | 99999 | 99999 | 1 | 0 | 1 | -360 | 360 | 0 | 0 | 0 | 0 | 0 | 0 | 0 | 0
5161 | 5323 | 0 | 0.33554 | 0 | 99999 | 99999 | 99999 | 1 | 0 | 1 | -360 | 360 | 0 | 0 | 0 | 0 | 0 | 0 | 0 | 0
5161 | 5335 | 0 | 0.61996 | 0 | 99999 | 99999 | 99999 | 1 | 0 | 1 | -360 | 360 | 0 | 0 | 0 | 0 | 0 | 0 | 0 | 0
5161 | 5168 | 0 | 0.68985 | 0 | 99999 | 99999 | 99999 | 1 | 0 | 1 | -360 | 360 | 0 | 0 | 0 | 0 | 0 | 0 | 0 | 0
5161 | 5250 | 0 | 0.075997 | 0 | 99999 | 99999 | 99999 | 1 | 0 | 1 | -360 | 360 | 0 | 0 | 0 | 0 | 0 | 0 | 0 | 0
5161 | 5329 | 0 | 0.69227 | 0 | 99999 | 99999 | 99999 | 1 | 0 | 1 | -360 | 360 | 0 | 0 | 0 | 0 | 0 | 0 | 0 | 0
5168 | 5335 | 0 | 0.67106 | 0 | 99999 | 99999 | 99999 | 1 | 0 | 1 | -360 | 360 | 0 | 0 | 0 | 0 | 0 | 0 | 0 | 0
5168 | 5351 | 0 | 0.715 | 0 | 99999 | 99999 | 99999 | 1 | 0 | 1 | -360 | 360 | 0 | 0 | 0 | 0 | 0 | 0 | 0 | 0
5168 | 5224 | 0 | 0.46341 | 0 | 99999 | 99999 | 99999 | 1 | 0 | 1 | -360 | 360 | 0 | 0 | 0 | 0 | 0 | 0 | 0 | 0
5168 | 5250 | 0 | 0.36642 | 0 | 99999 | 99999 | 99999 | 1 | 0 | 1 | -360 | 360 | 0 | 0 | 0 | 0 | 0 | 0 | 0 | 0
5168 | 5203 | 0 | 0.65144 | 0 | 99999 | 99999 | 99999 | 1 | 0 | 1 | -360 | 360 | 0 | 0 | 0 | 0 | 0 | 0 | 0 | 0
5175 | 5480 | 0 | 0.68467 | 0 | 99999 | 99999 | 99999 | 1 | 0 | 1 | -360 | 360 | 0 | 0 | 0 | 0 | 0 | 0 | 0 | 0
5175 | 5465 | 0 | 0.17045 | 0 | 99999 | 99999 | 99999 | 1 | 0 | 1 | -360 | 360 | 0 | 0 | 0 | 0 | 0 | 0 | 0 | 0
5175 | 5449 | 0 | 0.52736 | 0 | 99999 | 99999 | 99999 | 1 | 0 | 1 | -360 | 360 | 0 | 0 | 0 | 0 | 0 | 0 | 0 | 0
5175 | 5444 | 0 | 0.37061 | 0 | 99999 | 99999 | 99999 | 1 | 0 | 1 | -360 | 360 | 0 | 0 | 0 | 0 | 0 | 0 | 0 | 0
5175 | 5379 | 0 | 0.58322 | 0 | 99999 | 99999 | 99999 | 1 | 0 | 1 | -360 | 360 | 0 | 0 | 0 | 0 | 0 | 0 | 0 | 0
5175 | 5291 | 0 | 0.59013 | 0 | 99999 | 99999 | 99999 | 1 | 0 | 1 | -360 | 360 | 0 | 0 | 0 | 0 | 0 | 0 | 0 | 0
5175 | 5245 | 0 | 0.15147 | 0 | 99999 | 99999 | 99999 | 1 | 0 | 1 | -360 | 360 | 0 | 0 | 0 | 0 | 0 | 0 | 0 | 0
5175 | 5323 | 0 | 0.37702 | 0 | 99999 | 99999 | 99999 | 1 | 0 | 1 | -360 | 360 | 0 | 0 | 0 | 0 | 0 | 0 | 0 | 0
5175 | 5385 | 0 | 0.25644 | 0 | 99999 | 99999 | 99999 | 1 | 0 | 1 | -360 | 360 | 0 | 0 | 0 | 0 | 0 | 0 | 0 | 0
5175 | 5351 | 0 | 0.27019 | 0 | 99999 | 99999 | 99999 | 1 | 0 | 1 | -360 | 360 | 0 | 0 | 0 | 0 | 0 | 0 | 0 | 0
5175 | 5364 | 0 | 0.21716 | 0 | 99999 | 99999 | 99999 | 1 | 0 | 1 | -360 | 360 | 0 | 0 | 0 | 0 | 0 | 0 | 0 | 0
5175 | 5273 | 0 | 0.28692 | 0 | 99999 | 99999 | 99999 | 1 | 0 | 1 | -360 | 360 | 0 | 0 | 0 | 0 | 0 | 0 | 0 | 0
5175 | 5277 | 0 | 0.24852 | 0 | 99999 | 99999 | 99999 | 1 | 0 | 1 | -360 | 360 | 0 | 0 | 0 | 0 | 0 | 0 | 0 | 0
5175 | 5305 | 0 | 0.49664 | 0 | 99999 | 99999 | 99999 | 1 | 0 | 1 | -360 | 360 | 0 | 0 | 0 | 0 | 0 | 0 | 0 | 0
5175 | 5302 | 0 | 0.77373 | 0 | 99999 | 99999 | 99999 | 1 | 0 | 1 | -360 | 360 | 0 | 0 | 0 | 0 | 0 | 0 | 0 | 0
5175 | 5206 | 0 | 0.4017 | 0 | 99999 | 99999 | 99999 | 1 | 0 | 1 | -360 | 360 | 0 | 0 | 0 | 0 | 0 | 0 | 0 | 0
5181 | 5412 | 0 | 0.049249 | 0 | 99999 | 99999 | 99999 | 1 | 0 | 1 | -360 | 360 | 0 | 0 | 0 | 0 | 0 | 0 | 0 | 0
5181 | 5351 | 0 | 0.018942 | 0 | 99999 | 99999 | 99999 | 1 | 0 | 1 | -360 | 360 | 0 | 0 | 0 | 0 | 0 | 0 | 0 | 0
5193 | 6023 | 0 | 0.45037 | 0 | 99999 | 99999 | 99999 | 1 | 0 | 1 | -360 | 360 | 0 | 0 | 0 | 0 | 0 | 0 | 0 | 0
5193 | 8155 | 0 | 0.16438 | 0 | 99999 | 99999 | 99999 | 1 | 0 | 1 | -360 | 360 | 0 | 0 | 0 | 0 | 0 | 0 | 0 | 0
5193 | 5411 | 0 | 0.054642 | 0 | 99999 | 99999 | 99999 | 1 | 0 | 1 | -360 | 360 | 0 | 0 | 0 | 0 | 0 | 0 | 0 | 0
5193 | 6344 | 0 | 0.69894 | 0 | 99999 | 99999 | 99999 | 1 | 0 | 1 | -360 | 360 | 0 | 0 | 0 | 0 | 0 | 0 | 0 | 0
5193 | 5452 | 0 | 0.33249 | 0 | 99999 | 99999 | 99999 | 1 | 0 | 1 | -360 | 360 | 0 | 0 | 0 | 0 | 0 | 0 | 0 | 0
5193 | 5360 | 0 | 0.30377 | 0 | 99999 | 99999 | 99999 | 1 | 0 | 1 | -360 | 360 | 0 | 0 | 0 | 0 | 0 | 0 | 0 | 0
5193 | 6349 | 0 | 0.38393 | 0 | 99999 | 99999 | 99999 | 1 | 0 | 1 | -360 | 360 | 0 | 0 | 0 | 0 | 0 | 0 | 0 | 0
5193 | 5281 | 0 | 0.14094 | 0 | 99999 | 99999 | 99999 | 1 | 0 | 1 | -360 | 360 | 0 | 0 | 0 | 0 | 0 | 0 | 0 | 0
5193 | 6111 | 0 | 0.45447 | 0 | 99999 | 99999 | 99999 | 1 | 0 | 1 | -360 | 360 | 0 | 0 | 0 | 0 | 0 | 0 | 0 | 0
5203 | 5234 | 0 | 0.069121 | 0 | 99999 | 99999 | 99999 | 1 | 0 | 1 | -360 | 360 | 0 | 0 | 0 | 0 | 0 | 0 | 0 | 0
5203 | 5253 | 0 | 0.083006 | 0 | 99999 | 99999 | 99999 | 1 | 0 | 1 | -360 | 360 | 0 | 0 | 0 | 0 | 0 | 0 | 0 | 0
5203 | 5335 | 0 | 0.089541 | 0 | 99999 | 99999 | 99999 | 1 | 0 | 1 | -360 | 360 | 0 | 0 | 0 | 0 | 0 | 0 | 0 | 0
5203 | 5224 | 0 | 0.1134 | 0 | 99999 | 99999 | 99999 | 1 | 0 | 1 | -360 | 360 | 0 | 0 | 0 | 0 | 0 | 0 | 0 | 0
5203 | 5250 | 0 | 0.76031 | 0 | 99999 | 99999 | 99999 | 1 | 0 | 1 | -360 | 360 | 0 | 0 | 0 | 0 | 0 | 0 | 0 | 0
5206 | 5364 | 0 | 0.12302 | 0 | 99999 | 99999 | 99999 | 1 | 0 | 1 | -360 | 360 | 0 | 0 | 0 | 0 | 0 | 0 | 0 | 0
5206 | 5238 | 0 | 0.51555 | 0 | 99999 | 99999 | 99999 | 1 | 0 | 1 | -360 | 360 | 0 | 0 | 0 | 0 | 0 | 0 | 0 | 0
5224 | 5335 | 0 | 0.15527 | 0 | 99999 | 99999 | 99999 | 1 | 0 | 1 | -360 | 360 | 0 | 0 | 0 | 0 | 0 | 0 | 0 | 0
5224 | 5250 | 0 | 0.64213 | 0 | 99999 | 99999 | 99999 | 1 | 0 | 1 | -360 | 360 | 0 | 0 | 0 | 0 | 0 | 0 | 0 | 0
5234 | 5253 | 0 | 0.19368 | 0 | 99999 | 99999 | 99999 | 1 | 0 | 1 | -360 | 360 | 0 | 0 | 0 | 0 | 0 | 0 | 0 | 0
5234 | 5465 | 0 | 0.64284 | 0 | 99999 | 99999 | 99999 | 1 | 0 | 1 | -360 | 360 | 0 | 0 | 0 | 0 | 0 | 0 | 0 | 0
5234 | 5444 | 0 | 0.28781 | 0 | 99999 | 99999 | 99999 | 1 | 0 | 1 | -360 | 360 | 0 | 0 | 0 | 0 | 0 | 0 | 0 | 0
5234 | 5412 | 0 | 0.71373 | 0 | 99999 | 99999 | 99999 | 1 | 0 | 1 | -360 | 360 | 0 | 0 | 0 | 0 | 0 | 0 | 0 | 0
5234 | 5385 | 0 | 0.53386 | 0 | 99999 | 99999 | 99999 | 1 | 0 | 1 | -360 | 360 | 0 | 0 | 0 | 0 | 0 | 0 | 0 | 0
5234 | 5351 | 0 | 0.66973 | 0 | 99999 | 99999 | 99999 | 1 | 0 | 1 | -360 | 360 | 0 | 0 | 0 | 0 | 0 | 0 | 0 | 0
5234 | 5400 | 0 | 0.061709 | 0 | 99999 | 99999 | 99999 | 1 | 0 | 1 | -360 | 360 | 0 | 0 | 0 | 0 | 0 | 0 | 0 | 0
5234 | 5305 | 0 | 0.37633 | 0 | 99999 | 99999 | 99999 | 1 | 0 | 1 | -360 | 360 | 0 | 0 | 0 | 0 | 0 | 0 | 0 | 0
5234 | 5302 | 0 | 0.40641 | 0 | 99999 | 99999 | 99999 | 1 | 0 | 1 | -360 | 360 | 0 | 0 | 0 | 0 | 0 | 0 | 0 | 0
5238 | 5415 | 0 | 0.46722 | 0 | 99999 | 99999 | 99999 | 1 | 0 | 1 | -360 | 360 | 0 | 0 | 0 | 0 | 0 | 0 | 0 | 0
5238 | 5364 | 0 | 0.37388 | 0 | 99999 | 99999 | 99999 | 1 | 0 | 1 | -360 | 360 | 0 | 0 | 0 | 0 | 0 | 0 | 0 | 0
5245 | 5265 | 0 | 0.29437 | 0 | 99999 | 99999 | 99999 | 1 | 0 | 1 | -360 | 360 | 0 | 0 | 0 | 0 | 0 | 0 | 0 | 0
5245 | 5429 | 0 | 0.31976 | 0 | 99999 | 99999 | 99999 | 1 | 0 | 1 | -360 | 360 | 0 | 0 | 0 | 0 | 0 | 0 | 0 | 0
5245 | 5379 | 0 | 0.16704 | 0 | 99999 | 99999 | 99999 | 1 | 0 | 1 | -360 | 360 | 0 | 0 | 0 | 0 | 0 | 0 | 0 | 0
5245 | 5291 | 0 | 0.68183 | 0 | 99999 | 99999 | 99999 | 1 | 0 | 1 | -360 | 360 | 0 | 0 | 0 | 0 | 0 | 0 | 0 | 0
5245 | 5457 | 0 | 0.12883 | 0 | 99999 | 99999 | 99999 | 1 | 0 | 1 | -360 | 360 | 0 | 0 | 0 | 0 | 0 | 0 | 0 | 0
5245 | 5273 | 0 | 0.078951 | 0 | 99999 | 99999 | 99999 | 1 | 0 | 1 | -360 | 360 | 0 | 0 | 0 | 0 | 0 | 0 | 0 | 0
5245 | 5433 | 0 | 0.53998 | 0 | 99999 | 99999 | 99999 | 1 | 0 | 1 | -360 | 360 | 0 | 0 | 0 | 0 | 0 | 0 | 0 | 0
5249 | 5291 | 0 | 0.025042 | 0 | 99999 | 99999 | 99999 | 1 | 0 | 1 | -360 | 360 | 0 | 0 | 0 | 0 | 0 | 0 | 0 | 0
5250 | 5251 | 0 | 0.27351 | 0 | 99999 | 99999 | 99999 | 1 | 0 | 1 | -360 | 360 | 0 | 0 | 0 | 0 | 0 | 0 | 0 | 0
5250 | 5463 | 0 | 0.34811 | 0 | 99999 | 99999 | 99999 | 1 | 0 | 1 | -360 | 360 | 0 | 0 | 0 | 0 | 0 | 0 | 0 | 0
5250 | 5449 | 0 | 0.47247 | 0 | 99999 | 99999 | 99999 | 1 | 0 | 1 | -360 | 360 | 0 | 0 | 0 | 0 | 0 | 0 | 0 | 0
5250 | 5323 | 0 | 0.14604 | 0 | 99999 | 99999 | 99999 | 1 | 0 | 1 | -360 | 360 | 0 | 0 | 0 | 0 | 0 | 0 | 0 | 0
5250 | 5335 | 0 | 0.33402 | 0 | 99999 | 99999 | 99999 | 1 | 0 | 1 | -360 | 360 | 0 | 0 | 0 | 0 | 0 | 0 | 0 | 0
5250 | 5266 | 0 | 0.73769 | 0 | 99999 | 99999 | 99999 | 1 | 0 | 1 | -360 | 360 | 0 | 0 | 0 | 0 | 0 | 0 | 0 | 0
5250 | 5351 | 0 | 0.43311 | 0 | 99999 | 99999 | 99999 | 1 | 0 | 1 | -360 | 360 | 0 | 0 | 0 | 0 | 0 | 0 | 0 | 0
5250 | 5329 | 0 | 0.16147 | 0 | 99999 | 99999 | 99999 | 1 | 0 | 1 | -360 | 360 | 0 | 0 | 0 | 0 | 0 | 0 | 0 | 0
5251 | 5463 | 0 | 0.01293 | 0 | 99999 | 99999 | 99999 | 1 | 0 | 1 | -360 | 360 | 0 | 0 | 0 | 0 | 0 | 0 | 0 | 0
5251 | 5379 | 0 | 0.43738 | 0 | 99999 | 99999 | 99999 | 1 | 0 | 1 | -360 | 360 | 0 | 0 | 0 | 0 | 0 | 0 | 0 | 0
5251 | 5440 | 0 | 0.043447 | 0 | 99999 | 99999 | 99999 | 1 | 0 | 1 | -360 | 360 | 0 | 0 | 0 | 0 | 0 | 0 | 0 | 0
5251 | 5457 | 0 | 0.75275 | 0 | 99999 | 99999 | 99999 | 1 | 0 | 1 | -360 | 360 | 0 | 0 | 0 | 0 | 0 | 0 | 0 | 0
5251 | 5323 | 0 | 0.76105 | 0 | 99999 | 99999 | 99999 | 1 | 0 | 1 | -360 | 360 | 0 | 0 | 0 | 0 | 0 | 0 | 0 | 0
5251 | 5433 | 0 | 0.54909 | 0 | 99999 | 99999 | 99999 | 1 | 0 | 1 | -360 | 360 | 0 | 0 | 0 | 0 | 0 | 0 | 0 | 0
5262 | 5480 | 0 | 0.47524 | 0 | 99999 | 99999 | 99999 | 1 | 0 | 1 | -360 | 360 | 0 | 0 | 0 | 0 | 0 | 0 | 0 | 0
5262 | 8070 | 0 | 0.6576 | 0 | 99999 | 99999 | 99999 | 1 | 0 | 1 | -360 | 360 | 0 | 0 | 0 | 0 | 0 | 0 | 0 | 0
5262 | 5452 | 0 | 0.62225 | 0 | 99999 | 99999 | 99999 | 1 | 0 | 1 | -360 | 360 | 0 | 0 | 0 | 0 | 0 | 0 | 0 | 0
5262 | 5449 | 0 | 0.53536 | 0 | 99999 | 99999 | 99999 | 1 | 0 | 1 | -360 | 360 | 0 | 0 | 0 | 0 | 0 | 0 | 0 | 0
5262 | 5444 | 0 | 0.06151 | 0 | 99999 | 99999 | 99999 | 1 | 0 | 1 | -360 | 360 | 0 | 0 | 0 | 0 | 0 | 0 | 0 | 0
5262 | 5323 | 0 | 0.41949 | 0 | 99999 | 99999 | 99999 | 1 | 0 | 1 | -360 | 360 | 0 | 0 | 0 | 0 | 0 | 0 | 0 | 0
5262 | 5415 | 0 | 0.66781 | 0 | 99999 | 99999 | 99999 | 1 | 0 | 1 | -360 | 360 | 0 | 0 | 0 | 0 | 0 | 0 | 0 | 0
5262 | 5385 | 0 | 0.33425 | 0 | 99999 | 99999 | 99999 | 1 | 0 | 1 | -360 | 360 | 0 | 0 | 0 | 0 | 0 | 0 | 0 | 0
5262 | 5351 | 0 | 0.67986 | 0 | 99999 | 99999 | 99999 | 1 | 0 | 1 | -360 | 360 | 0 | 0 | 0 | 0 | 0 | 0 | 0 | 0
5262 | 5364 | 0 | 0.6115 | 0 | 99999 | 99999 | 99999 | 1 | 0 | 1 | -360 | 360 | 0 | 0 | 0 | 0 | 0 | 0 | 0 | 0
5262 | 5319 | 0 | 0.090649 | 0 | 99999 | 99999 | 99999 | 1 | 0 | 1 | -360 | 360 | 0 | 0 | 0 | 0 | 0 | 0 | 0 | 0
5265 | 5480 | 0 | 0.7049 | 0 | 99999 | 99999 | 99999 | 1 | 0 | 1 | -360 | 360 | 0 | 0 | 0 | 0 | 0 | 0 | 0 | 0
5265 | 5379 | 0 | 0.03017 | 0 | 99999 | 99999 | 99999 | 1 | 0 | 1 | -360 | 360 | 0 | 0 | 0 | 0 | 0 | 0 | 0 | 0
5265 | 5440 | 0 | 0.72029 | 0 | 99999 | 99999 | 99999 | 1 | 0 | 1 | -360 | 360 | 0 | 0 | 0 | 0 | 0 | 0 | 0 | 0
5265 | 5291 | 0 | 0.39909 | 0 | 99999 | 99999 | 99999 | 1 | 0 | 1 | -360 | 360 | 0 | 0 | 0 | 0 | 0 | 0 | 0 | 0
5265 | 5447 | 0 | 0.5302 | 0 | 99999 | 99999 | 99999 | 1 | 0 | 1 | -360 | 360 | 0 | 0 | 0 | 0 | 0 | 0 | 0 | 0
5265 | 5457 | 0 | 0.043463 | 0 | 99999 | 99999 | 99999 | 1 | 0 | 1 | -360 | 360 | 0 | 0 | 0 | 0 | 0 | 0 | 0 | 0
5265 | 5273 | 0 | 0.55384 | 0 | 99999 | 99999 | 99999 | 1 | 0 | 1 | -360 | 360 | 0 | 0 | 0 | 0 | 0 | 0 | 0 | 0
5265 | 5433 | 0 | 0.045532 | 0 | 99999 | 99999 | 99999 | 1 | 0 | 1 | -360 | 360 | 0 | 0 | 0 | 0 | 0 | 0 | 0 | 0
5266 | 5449 | 0 | 0.011434 | 0 | 99999 | 99999 | 99999 | 1 | 0 | 1 | -360 | 360 | 0 | 0 | 0 | 0 | 0 | 0 | 0 | 0
5266 | 5323 | 0 | 0.049178 | 0 | 99999 | 99999 | 99999 | 1 | 0 | 1 | -360 | 360 | 0 | 0 | 0 | 0 | 0 | 0 | 0 | 0
5266 | 5329 | 0 | 0.70081 | 0 | 99999 | 99999 | 99999 | 1 | 0 | 1 | -360 | 360 | 0 | 0 | 0 | 0 | 0 | 0 | 0 | 0
5273 | 5379 | 0 | 0.31426 | 0 | 99999 | 99999 | 99999 | 1 | 0 | 1 | -360 | 360 | 0 | 0 | 0 | 0 | 0 | 0 | 0 | 0
5277 | 5307 | 0 | 0.079211 | 0 | 99999 | 99999 | 99999 | 1 | 0 | 1 | -360 | 360 | 0 | 0 | 0 | 0 | 0 | 0 | 0 | 0
5277 | 5422 | 0 | 0.086506 | 0 | 99999 | 99999 | 99999 | 1 | 0 | 1 | -360 | 360 | 0 | 0 | 0 | 0 | 0 | 0 | 0 | 0
5277 | 5465 | 0 | 0.10252 | 0 | 99999 | 99999 | 99999 | 1 | 0 | 1 | -360 | 360 | 0 | 0 | 0 | 0 | 0 | 0 | 0 | 0
5277 | 5291 | 0 | 0.68198 | 0 | 99999 | 99999 | 99999 | 1 | 0 | 1 | -360 | 360 | 0 | 0 | 0 | 0 | 0 | 0 | 0 | 0
5281 | 8155 | 0 | 0.14589 | 0 | 99999 | 99999 | 99999 | 1 | 0 | 1 | -360 | 360 | 0 | 0 | 0 | 0 | 0 | 0 | 0 | 0
5281 | 5411 | 0 | 0.16141 | 0 | 99999 | 99999 | 99999 | 1 | 0 | 1 | -360 | 360 | 0 | 0 | 0 | 0 | 0 | 0 | 0 | 0
5281 | 5452 | 0 | 0.29588 | 0 | 99999 | 99999 | 99999 | 1 | 0 | 1 | -360 | 360 | 0 | 0 | 0 | 0 | 0 | 0 | 0 | 0
5281 | 5360 | 0 | 0.26774 | 0 | 99999 | 99999 | 99999 | 1 | 0 | 1 | -360 | 360 | 0 | 0 | 0 | 0 | 0 | 0 | 0 | 0
5281 | 6111 | 0 | 0.41737 | 0 | 99999 | 99999 | 99999 | 1 | 0 | 1 | -360 | 360 | 0 | 0 | 0 | 0 | 0 | 0 | 0 | 0
5287 | 5444 | 0 | 0.23735 | 0 | 99999 | 99999 | 99999 | 1 | 0 | 1 | -360 | 360 | 0 | 0 | 0 | 0 | 0 | 0 | 0 | 0
5287 | 5440 | 0 | 0.17573 | 0 | 99999 | 99999 | 99999 | 1 | 0 | 1 | -360 | 360 | 0 | 0 | 0 | 0 | 0 | 0 | 0 | 0
5287 | 5447 | 0 | 0.14934 | 0 | 99999 | 99999 | 99999 | 1 | 0 | 1 | -360 | 360 | 0 | 0 | 0 | 0 | 0 | 0 | 0 | 0
5287 | 5333 | 0 | 0.68031 | 0 | 99999 | 99999 | 99999 | 1 | 0 | 1 | -360 | 360 | 0 | 0 | 0 | 0 | 0 | 0 | 0 | 0
5291 | 5480 | 0 | 0.21583 | 0 | 99999 | 99999 | 99999 | 1 | 0 | 1 | -360 | 360 | 0 | 0 | 0 | 0 | 0 | 0 | 0 | 0
5291 | 5429 | 0 | 0.084773 | 0 | 99999 | 99999 | 99999 | 1 | 0 | 1 | -360 | 360 | 0 | 0 | 0 | 0 | 0 | 0 | 0 | 0
5291 | 5379 | 0 | 0.20248 | 0 | 99999 | 99999 | 99999 | 1 | 0 | 1 | -360 | 360 | 0 | 0 | 0 | 0 | 0 | 0 | 0 | 0
5291 | 5447 | 0 | 0.24989 | 0 | 99999 | 99999 | 99999 | 1 | 0 | 1 | -360 | 360 | 0 | 0 | 0 | 0 | 0 | 0 | 0 | 0
5291 | 5441 | 0 | 0.29616 | 0 | 99999 | 99999 | 99999 | 1 | 0 | 1 | -360 | 360 | 0 | 0 | 0 | 0 | 0 | 0 | 0 | 0
5302 | 5465 | 0 | 0.37082 | 0 | 99999 | 99999 | 99999 | 1 | 0 | 1 | -360 | 360 | 0 | 0 | 0 | 0 | 0 | 0 | 0 | 0
5302 | 5444 | 0 | 0.16501 | 0 | 99999 | 99999 | 99999 | 1 | 0 | 1 | -360 | 360 | 0 | 0 | 0 | 0 | 0 | 0 | 0 | 0
5302 | 5323 | 0 | 0.53644 | 0 | 99999 | 99999 | 99999 | 1 | 0 | 1 | -360 | 360 | 0 | 0 | 0 | 0 | 0 | 0 | 0 | 0
5302 | 5385 | 0 | 0.31073 | 0 | 99999 | 99999 | 99999 | 1 | 0 | 1 | -360 | 360 | 0 | 0 | 0 | 0 | 0 | 0 | 0 | 0
5302 | 5351 | 0 | 0.41745 | 0 | 99999 | 99999 | 99999 | 1 | 0 | 1 | -360 | 360 | 0 | 0 | 0 | 0 | 0 | 0 | 0 | 0
5302 | 5400 | 0 | 0.39203 | 0 | 99999 | 99999 | 99999 | 1 | 0 | 1 | -360 | 360 | 0 | 0 | 0 | 0 | 0 | 0 | 0 | 0
5302 | 5305 | 0 | 0.21694 | 0 | 99999 | 99999 | 99999 | 1 | 0 | 1 | -360 | 360 | 0 | 0 | 0 | 0 | 0 | 0 | 0 | 0
5302 | 8129 | 0 | 0.62247 | 0 | 99999 | 99999 | 99999 | 1 | 0 | 1 | -360 | 360 | 0 | 0 | 0 | 0 | 0 | 0 | 0 | 0
5305 | 5412 | 0 | 0.029743 | 0 | 99999 | 99999 | 99999 | 1 | 0 | 1 | -360 | 360 | 0 | 0 | 0 | 0 | 0 | 0 | 0 | 0
5305 | 5465 | 0 | 0.24762 | 0 | 99999 | 99999 | 99999 | 1 | 0 | 1 | -360 | 360 | 0 | 0 | 0 | 0 | 0 | 0 | 0 | 0
5305 | 5449 | 0 | 0.52822 | 0 | 99999 | 99999 | 99999 | 1 | 0 | 1 | -360 | 360 | 0 | 0 | 0 | 0 | 0 | 0 | 0 | 0
5305 | 5444 | 0 | 0.14079 | 0 | 99999 | 99999 | 99999 | 1 | 0 | 1 | -360 | 360 | 0 | 0 | 0 | 0 | 0 | 0 | 0 | 0
5305 | 5323 | 0 | 0.31996 | 0 | 99999 | 99999 | 99999 | 1 | 0 | 1 | -360 | 360 | 0 | 0 | 0 | 0 | 0 | 0 | 0 | 0
5305 | 5385 | 0 | 0.15276 | 0 | 99999 | 99999 | 99999 | 1 | 0 | 1 | -360 | 360 | 0 | 0 | 0 | 0 | 0 | 0 | 0 | 0
5305 | 5351 | 0 | 0.22367 | 0 | 99999 | 99999 | 99999 | 1 | 0 | 1 | -360 | 360 | 0 | 0 | 0 | 0 | 0 | 0 | 0 | 0
5305 | 5400 | 0 | 0.35833 | 0 | 99999 | 99999 | 99999 | 1 | 0 | 1 | -360 | 360 | 0 | 0 | 0 | 0 | 0 | 0 | 0 | 0
5305 | 8129 | 0 | 0.26807 | 0 | 99999 | 99999 | 99999 | 1 | 0 | 1 | -360 | 360 | 0 | 0 | 0 | 0 | 0 | 0 | 0 | 0
5307 | 5422 | 0 | 0.013037 | 0 | 99999 | 99999 | 99999 | 1 | 0 | 1 | -360 | 360 | 0 | 0 | 0 | 0 | 0 | 0 | 0 | 0
5307 | 5465 | 0 | 0.01587 | 0 | 99999 | 99999 | 99999 | 1 | 0 | 1 | -360 | 360 | 0 | 0 | 0 | 0 | 0 | 0 | 0 | 0
5319 | 5444 | 0 | 0.2242 | 0 | 99999 | 99999 | 99999 | 1 | 0 | 1 | -360 | 360 | 0 | 0 | 0 | 0 | 0 | 0 | 0 | 0
5323 | 5480 | 0 | 0.25102 | 0 | 99999 | 99999 | 99999 | 1 | 0 | 1 | -360 | 360 | 0 | 0 | 0 | 0 | 0 | 0 | 0 | 0
5323 | 5465 | 0 | 0.30342 | 0 | 99999 | 99999 | 99999 | 1 | 0 | 1 | -360 | 360 | 0 | 0 | 0 | 0 | 0 | 0 | 0 | 0
5323 | 5449 | 0 | 0.021856 | 0 | 99999 | 99999 | 99999 | 1 | 0 | 1 | -360 | 360 | 0 | 0 | 0 | 0 | 0 | 0 | 0 | 0
5323 | 5444 | 0 | 0.15113 | 0 | 99999 | 99999 | 99999 | 1 | 0 | 1 | -360 | 360 | 0 | 0 | 0 | 0 | 0 | 0 | 0 | 0
5323 | 5440 | 0 | 0.32999 | 0 | 99999 | 99999 | 99999 | 1 | 0 | 1 | -360 | 360 | 0 | 0 | 0 | 0 | 0 | 0 | 0 | 0
5323 | 5457 | 0 | 0.76366 | 0 | 99999 | 99999 | 99999 | 1 | 0 | 1 | -360 | 360 | 0 | 0 | 0 | 0 | 0 | 0 | 0 | 0
5323 | 5335 | 0 | 0.033255 | 0 | 99999 | 99999 | 99999 | 1 | 0 | 1 | -360 | 360 | 0 | 0 | 0 | 0 | 0 | 0 | 0 | 0
5323 | 5385 | 0 | 0.047664 | 0 | 99999 | 99999 | 99999 | 1 | 0 | 1 | -360 | 360 | 0 | 0 | 0 | 0 | 0 | 0 | 0 | 0
5323 | 5382 | 0 | 0.65823 | 0 | 99999 | 99999 | 99999 | 1 | 0 | 1 | -360 | 360 | 0 | 0 | 0 | 0 | 0 | 0 | 0 | 0
5323 | 5351 | 0 | 0.10635 | 0 | 99999 | 99999 | 99999 | 1 | 0 | 1 | -360 | 360 | 0 | 0 | 0 | 0 | 0 | 0 | 0 | 0
5323 | 5364 | 0 | 0.44288 | 0 | 99999 | 99999 | 99999 | 1 | 0 | 1 | -360 | 360 | 0 | 0 | 0 | 0 | 0 | 0 | 0 | 0
5323 | 5433 | 0 | 0.36698 | 0 | 99999 | 99999 | 99999 | 1 | 0 | 1 | -360 | 360 | 0 | 0 | 0 | 0 | 0 | 0 | 0 | 0
5323 | 8129 | 0 | 0.55579 | 0 | 99999 | 99999 | 99999 | 1 | 0 | 1 | -360 | 360 | 0 | 0 | 0 | 0 | 0 | 0 | 0 | 0
5323 | 5329 | 0 | 0.14953 | 0 | 99999 | 99999 | 99999 | 1 | 0 | 1 | -360 | 360 | 0 | 0 | 0 | 0 | 0 | 0 | 0 | 0
5329 | 5385 | 0 | 0.083487 | 0 | 99999 | 99999 | 99999 | 1 | 0 | 1 | -360 | 360 | 0 | 0 | 0 | 0 | 0 | 0 | 0 | 0
5329 | 5333 | 0 | 0.085247 | 0 | 99999 | 99999 | 99999 | 1 | 0 | 1 | -360 | 360 | 0 | 0 | 0 | 0 | 0 | 0 | 0 | 0
5329 | 5449 | 0 | 0.38828 | 0 | 99999 | 99999 | 99999 | 1 | 0 | 1 | -360 | 360 | 0 | 0 | 0 | 0 | 0 | 0 | 0 | 0
5329 | 5444 | 0 | 0.62419 | 0 | 99999 | 99999 | 99999 | 1 | 0 | 1 | -360 | 360 | 0 | 0 | 0 | 0 | 0 | 0 | 0 | 0
5329 | 5335 | 0 | 0.62625 | 0 | 99999 | 99999 | 99999 | 1 | 0 | 1 | -360 | 360 | 0 | 0 | 0 | 0 | 0 | 0 | 0 | 0
5329 | 5351 | 0 | 0.5172 | 0 | 99999 | 99999 | 99999 | 1 | 0 | 1 | -360 | 360 | 0 | 0 | 0 | 0 | 0 | 0 | 0 | 0
5333 | 5385 | 0 | 0.12649 | 0 | 99999 | 99999 | 99999 | 1 | 0 | 1 | -360 | 360 | 0 | 0 | 0 | 0 | 0 | 0 | 0 | 0
5333 | 5444 | 0 | 0.089465 | 0 | 99999 | 99999 | 99999 | 1 | 0 | 1 | -360 | 360 | 0 | 0 | 0 | 0 | 0 | 0 | 0 | 0
5333 | 5439 | 0 | 0.079905 | 0 | 99999 | 99999 | 99999 | 1 | 0 | 1 | -360 | 360 | 0 | 0 | 0 | 0 | 0 | 0 | 0 | 0
5335 | 5457 | 0 | 0.083144 | 0 | 99999 | 99999 | 99999 | 1 | 0 | 1 | -360 | 360 | 0 | 0 | 0 | 0 | 0 | 0 | 0 | 0
5335 | 5463 | 0 | 0.036673 | 0 | 99999 | 99999 | 99999 | 1 | 0 | 1 | -360 | 360 | 0 | 0 | 0 | 0 | 0 | 0 | 0 | 0
5351 | 8077 | 0 | 0.5252 | 0 | 99999 | 99999 | 99999 | 1 | 0 | 1 | -360 | 360 | 0 | 0 | 0 | 0 | 0 | 0 | 0 | 0
5351 | 5480 | 0 | 0.416 | 0 | 99999 | 99999 | 99999 | 1 | 0 | 1 | -360 | 360 | 0 | 0 | 0 | 0 | 0 | 0 | 0 | 0
5351 | 5465 | 0 | 0.12951 | 0 | 99999 | 99999 | 99999 | 1 | 0 | 1 | -360 | 360 | 0 | 0 | 0 | 0 | 0 | 0 | 0 | 0
5351 | 5449 | 0 | 0.10298 | 0 | 99999 | 99999 | 99999 | 1 | 0 | 1 | -360 | 360 | 0 | 0 | 0 | 0 | 0 | 0 | 0 | 0
5351 | 5444 | 0 | 0.093656 | 0 | 99999 | 99999 | 99999 | 1 | 0 | 1 | -360 | 360 | 0 | 0 | 0 | 0 | 0 | 0 | 0 | 0
5351 | 5412 | 0 | 0.032425 | 0 | 99999 | 99999 | 99999 | 1 | 0 | 1 | -360 | 360 | 0 | 0 | 0 | 0 | 0 | 0 | 0 | 0
5351 | 5385 | 0 | 0.040469 | 0 | 99999 | 99999 | 99999 | 1 | 0 | 1 | -360 | 360 | 0 | 0 | 0 | 0 | 0 | 0 | 0 | 0
5351 | 5439 | 0 | 0.7024 | 0 | 99999 | 99999 | 99999 | 1 | 0 | 1 | -360 | 360 | 0 | 0 | 0 | 0 | 0 | 0 | 0 | 0
5351 | 5382 | 0 | 0.53863 | 0 | 99999 | 99999 | 99999 | 1 | 0 | 1 | -360 | 360 | 0 | 0 | 0 | 0 | 0 | 0 | 0 | 0
5351 | 5364 | 0 | 0.63416 | 0 | 99999 | 99999 | 99999 | 1 | 0 | 1 | -360 | 360 | 0 | 0 | 0 | 0 | 0 | 0 | 0 | 0
5351 | 5400 | 0 | 0.58901 | 0 | 99999 | 99999 | 99999 | 1 | 0 | 1 | -360 | 360 | 0 | 0 | 0 | 0 | 0 | 0 | 0 | 0
5351 | 8129 | 0 | 0.12722 | 0 | 99999 | 99999 | 99999 | 1 | 0 | 1 | -360 | 360 | 0 | 0 | 0 | 0 | 0 | 0 | 0 | 0
5360 | 8155 | 0 | 0.031854 | 0 | 99999 | 99999 | 99999 | 1 | 0 | 1 | -360 | 360 | 0 | 0 | 0 | 0 | 0 | 0 | 0 | 0
5360 | 5411 | 0 | 0.34481 | 0 | 99999 | 99999 | 99999 | 1 | 0 | 1 | -360 | 360 | 0 | 0 | 0 | 0 | 0 | 0 | 0 | 0
5360 | 8147 | 0 | 0.78018 | 0 | 99999 | 99999 | 99999 | 1 | 0 | 1 | -360 | 360 | 0 | 0 | 0 | 0 | 0 | 0 | 0 | 0
5360 | 5452 | 0 | 0.60519 | 0 | 99999 | 99999 | 99999 | 1 | 0 | 1 | -360 | 360 | 0 | 0 | 0 | 0 | 0 | 0 | 0 | 0
5360 | 8060 | 0 | 0.49967 | 0 | 99999 | 99999 | 99999 | 1 | 0 | 1 | -360 | 360 | 0 | 0 | 0 | 0 | 0 | 0 | 0 | 0
5360 | 5444 | 0 | 0.36865 | 0 | 99999 | 99999 | 99999 | 1 | 0 | 1 | -360 | 360 | 0 | 0 | 0 | 0 | 0 | 0 | 0 | 0
5360 | 5385 | 0 | 0.61444 | 0 | 99999 | 99999 | 99999 | 1 | 0 | 1 | -360 | 360 | 0 | 0 | 0 | 0 | 0 | 0 | 0 | 0
5360 | 5439 | 0 | 0.7045 | 0 | 99999 | 99999 | 99999 | 1 | 0 | 1 | -360 | 360 | 0 | 0 | 0 | 0 | 0 | 0 | 0 | 0
5360 | 5382 | 0 | 0.5869 | 0 | 99999 | 99999 | 99999 | 1 | 0 | 1 | -360 | 360 | 0 | 0 | 0 | 0 | 0 | 0 | 0 | 0
5364 | 5480 | 0 | 0.54489 | 0 | 99999 | 99999 | 99999 | 1 | 0 | 1 | -360 | 360 | 0 | 0 | 0 | 0 | 0 | 0 | 0 | 0
5364 | 5465 | 0 | 0.59192 | 0 | 99999 | 99999 | 99999 | 1 | 0 | 1 | -360 | 360 | 0 | 0 | 0 | 0 | 0 | 0 | 0 | 0
5364 | 5449 | 0 | 0.57326 | 0 | 99999 | 99999 | 99999 | 1 | 0 | 1 | -360 | 360 | 0 | 0 | 0 | 0 | 0 | 0 | 0 | 0
5364 | 5444 | 0 | 0.62722 | 0 | 99999 | 99999 | 99999 | 1 | 0 | 1 | -360 | 360 | 0 | 0 | 0 | 0 | 0 | 0 | 0 | 0
5364 | 5415 | 0 | 0.5843 | 0 | 99999 | 99999 | 99999 | 1 | 0 | 1 | -360 | 360 | 0 | 0 | 0 | 0 | 0 | 0 | 0 | 0
5364 | 5385 | 0 | 0.46886 | 0 | 99999 | 99999 | 99999 | 1 | 0 | 1 | -360 | 360 | 0 | 0 | 0 | 0 | 0 | 0 | 0 | 0
5373 | 5429 | 0 | 0.098547 | 0 | 99999 | 99999 | 99999 | 1 | 0 | 1 | -360 | 360 | 0 | 0 | 0 | 0 | 0 | 0 | 0 | 0
5373 | 5441 | 0 | 0.34992 | 0 | 99999 | 99999 | 99999 | 1 | 0 | 1 | -360 | 360 | 0 | 0 | 0 | 0 | 0 | 0 | 0 | 0
5379 | 5480 | 0 | 0.32324 | 0 | 99999 | 99999 | 99999 | 1 | 0 | 1 | -360 | 360 | 0 | 0 | 0 | 0 | 0 | 0 | 0 | 0
5379 | 5440 | 0 | 0.18516 | 0 | 99999 | 99999 | 99999 | 1 | 0 | 1 | -360 | 360 | 0 | 0 | 0 | 0 | 0 | 0 | 0 | 0
5379 | 5447 | 0 | 0.33319 | 0 | 99999 | 99999 | 99999 | 1 | 0 | 1 | -360 | 360 | 0 | 0 | 0 | 0 | 0 | 0 | 0 | 0
5379 | 5441 | 0 | 0.18243 | 0 | 99999 | 99999 | 99999 | 1 | 0 | 1 | -360 | 360 | 0 | 0 | 0 | 0 | 0 | 0 | 0 | 0
5379 | 5457 | 0 | 0.29223 | 0 | 99999 | 99999 | 99999 | 1 | 0 | 1 | -360 | 360 | 0 | 0 | 0 | 0 | 0 | 0 | 0 | 0
5379 | 5433 | 0 | 0.072375 | 0 | 99999 | 99999 | 99999 | 1 | 0 | 1 | -360 | 360 | 0 | 0 | 0 | 0 | 0 | 0 | 0 | 0
5382 | 8155 | 0 | 0.36305 | 0 | 99999 | 99999 | 99999 | 1 | 0 | 1 | -360 | 360 | 0 | 0 | 0 | 0 | 0 | 0 | 0 | 0
5382 | 8070 | 0 | 0.64145 | 0 | 99999 | 99999 | 99999 | 1 | 0 | 1 | -360 | 360 | 0 | 0 | 0 | 0 | 0 | 0 | 0 | 0
5382 | 8147 | 0 | 0.43141 | 0 | 99999 | 99999 | 99999 | 1 | 0 | 1 | -360 | 360 | 0 | 0 | 0 | 0 | 0 | 0 | 0 | 0
5382 | 8060 | 0 | 0.29197 | 0 | 99999 | 99999 | 99999 | 1 | 0 | 1 | -360 | 360 | 0 | 0 | 0 | 0 | 0 | 0 | 0 | 0
5382 | 5444 | 0 | 0.17616 | 0 | 99999 | 99999 | 99999 | 1 | 0 | 1 | -360 | 360 | 0 | 0 | 0 | 0 | 0 | 0 | 0 | 0
5382 | 5385 | 0 | 0.09358 | 0 | 99999 | 99999 | 99999 | 1 | 0 | 1 | -360 | 360 | 0 | 0 | 0 | 0 | 0 | 0 | 0 | 0
5382 | 5439 | 0 | 0.12042 | 0 | 99999 | 99999 | 99999 | 1 | 0 | 1 | -360 | 360 | 0 | 0 | 0 | 0 | 0 | 0 | 0 | 0
5385 | 8155 | 0 | 0.37843 | 0 | 99999 | 99999 | 99999 | 1 | 0 | 1 | -360 | 360 | 0 | 0 | 0 | 0 | 0 | 0 | 0 | 0
5385 | 5480 | 0 | 0.32551 | 0 | 99999 | 99999 | 99999 | 1 | 0 | 1 | -360 | 360 | 0 | 0 | 0 | 0 | 0 | 0 | 0 | 0
5385 | 8070 | 0 | 0.62789 | 0 | 99999 | 99999 | 99999 | 1 | 0 | 1 | -360 | 360 | 0 | 0 | 0 | 0 | 0 | 0 | 0 | 0
5385 | 5465 | 0 | 0.13783 | 0 | 99999 | 99999 | 99999 | 1 | 0 | 1 | -360 | 360 | 0 | 0 | 0 | 0 | 0 | 0 | 0 | 0
5385 | 8147 | 0 | 0.40203 | 0 | 99999 | 99999 | 99999 | 1 | 0 | 1 | -360 | 360 | 0 | 0 | 0 | 0 | 0 | 0 | 0 | 0
5385 | 8060 | 0 | 0.30327 | 0 | 99999 | 99999 | 99999 | 1 | 0 | 1 | -360 | 360 | 0 | 0 | 0 | 0 | 0 | 0 | 0 | 0
5385 | 5449 | 0 | 0.084831 | 0 | 99999 | 99999 | 99999 | 1 | 0 | 1 | -360 | 360 | 0 | 0 | 0 | 0 | 0 | 0 | 0 | 0
5385 | 5444 | 0 | 0.039784 | 0 | 99999 | 99999 | 99999 | 1 | 0 | 1 | -360 | 360 | 0 | 0 | 0 | 0 | 0 | 0 | 0 | 0
5385 | 5439 | 0 | 0.13555 | 0 | 99999 | 99999 | 99999 | 1 | 0 | 1 | -360 | 360 | 0 | 0 | 0 | 0 | 0 | 0 | 0 | 0
5385 | 5400 | 0 | 0.49559 | 0 | 99999 | 99999 | 99999 | 1 | 0 | 1 | -360 | 360 | 0 | 0 | 0 | 0 | 0 | 0 | 0 | 0
5385 | 8129 | 0 | 0.23976 | 0 | 99999 | 99999 | 99999 | 1 | 0 | 1 | -360 | 360 | 0 | 0 | 0 | 0 | 0 | 0 | 0 | 0
5400 | 5465 | 0 | 0.59775 | 0 | 99999 | 99999 | 99999 | 1 | 0 | 1 | -360 | 360 | 0 | 0 | 0 | 0 | 0 | 0 | 0 | 0
5400 | 5444 | 0 | 0.2761 | 0 | 99999 | 99999 | 99999 | 1 | 0 | 1 | -360 | 360 | 0 | 0 | 0 | 0 | 0 | 0 | 0 | 0
5400 | 5412 | 0 | 0.53967 | 0 | 99999 | 99999 | 99999 | 1 | 0 | 1 | -360 | 360 | 0 | 0 | 0 | 0 | 0 | 0 | 0 | 0
5400 | 8129 | 0 | 0.5864 | 0 | 99999 | 99999 | 99999 | 1 | 0 | 1 | -360 | 360 | 0 | 0 | 0 | 0 | 0 | 0 | 0 | 0
5411 | 6023 | 0 | 0.5071 | 0 | 99999 | 99999 | 99999 | 1 | 0 | 1 | -360 | 360 | 0 | 0 | 0 | 0 | 0 | 0 | 0 | 0
5411 | 8155 | 0 | 0.14519 | 0 | 99999 | 99999 | 99999 | 1 | 0 | 1 | -360 | 360 | 0 | 0 | 0 | 0 | 0 | 0 | 0 | 0
5411 | 6035 | 0 | 0.69689 | 0 | 99999 | 99999 | 99999 | 1 | 0 | 1 | -360 | 360 | 0 | 0 | 0 | 0 | 0 | 0 | 0 | 0
5411 | 6344 | 0 | 0.53042 | 0 | 99999 | 99999 | 99999 | 1 | 0 | 1 | -360 | 360 | 0 | 0 | 0 | 0 | 0 | 0 | 0 | 0
5411 | 5452 | 0 | 0.077168 | 0 | 99999 | 99999 | 99999 | 1 | 0 | 1 | -360 | 360 | 0 | 0 | 0 | 0 | 0 | 0 | 0 | 0
5411 | 6349 | 0 | 0.2375 | 0 | 99999 | 99999 | 99999 | 1 | 0 | 1 | -360 | 360 | 0 | 0 | 0 | 0 | 0 | 0 | 0 | 0
5411 | 6111 | 0 | 0.24345 | 0 | 99999 | 99999 | 99999 | 1 | 0 | 1 | -360 | 360 | 0 | 0 | 0 | 0 | 0 | 0 | 0 | 0
5412 | 8129 | 0 | 0.76267 | 0 | 99999 | 99999 | 99999 | 1 | 0 | 1 | -360 | 360 | 0 | 0 | 0 | 0 | 0 | 0 | 0 | 0
5422 | 5465 | 0 | 0.017331 | 0 | 99999 | 99999 | 99999 | 1 | 0 | 1 | -360 | 360 | 0 | 0 | 0 | 0 | 0 | 0 | 0 | 0
5429 | 5441 | 0 | 0.13867 | 0 | 99999 | 99999 | 99999 | 1 | 0 | 1 | -360 | 360 | 0 | 0 | 0 | 0 | 0 | 0 | 0 | 0
5429 | 5457 | 0 | 0.27656 | 0 | 99999 | 99999 | 99999 | 1 | 0 | 1 | -360 | 360 | 0 | 0 | 0 | 0 | 0 | 0 | 0 | 0
5433 | 5463 | 0 | 0.72185 | 0 | 99999 | 99999 | 99999 | 1 | 0 | 1 | -360 | 360 | 0 | 0 | 0 | 0 | 0 | 0 | 0 | 0
5433 | 5440 | 0 | 0.11835 | 0 | 99999 | 99999 | 99999 | 1 | 0 | 1 | -360 | 360 | 0 | 0 | 0 | 0 | 0 | 0 | 0 | 0
5433 | 5447 | 0 | 0.49834 | 0 | 99999 | 99999 | 99999 | 1 | 0 | 1 | -360 | 360 | 0 | 0 | 0 | 0 | 0 | 0 | 0 | 0
5433 | 5457 | 0 | 0.28293 | 0 | 99999 | 99999 | 99999 | 1 | 0 | 1 | -360 | 360 | 0 | 0 | 0 | 0 | 0 | 0 | 0 | 0
5439 | 8155 | 0 | 0.43273 | 0 | 99999 | 99999 | 99999 | 1 | 0 | 1 | -360 | 360 | 0 | 0 | 0 | 0 | 0 | 0 | 0 | 0
5439 | 8070 | 0 | 0.68104 | 0 | 99999 | 99999 | 99999 | 1 | 0 | 1 | -360 | 360 | 0 | 0 | 0 | 0 | 0 | 0 | 0 | 0
5439 | 8147 | 0 | 0.34084 | 0 | 99999 | 99999 | 99999 | 1 | 0 | 1 | -360 | 360 | 0 | 0 | 0 | 0 | 0 | 0 | 0 | 0
5439 | 8060 | 0 | 0.36096 | 0 | 99999 | 99999 | 99999 | 1 | 0 | 1 | -360 | 360 | 0 | 0 | 0 | 0 | 0 | 0 | 0 | 0
5439 | 5444 | 0 | 0.12824 | 0 | 99999 | 99999 | 99999 | 1 | 0 | 1 | -360 | 360 | 0 | 0 | 0 | 0 | 0 | 0 | 0 | 0
5440 | 5463 | 0 | 0.60037 | 0 | 99999 | 99999 | 99999 | 1 | 0 | 1 | -360 | 360 | 0 | 0 | 0 | 0 | 0 | 0 | 0 | 0
5440 | 5444 | 0 | 0.57844 | 0 | 99999 | 99999 | 99999 | 1 | 0 | 1 | -360 | 360 | 0 | 0 | 0 | 0 | 0 | 0 | 0 | 0
5440 | 5447 | 0 | 0.073489 | 0 | 99999 | 99999 | 99999 | 1 | 0 | 1 | -360 | 360 | 0 | 0 | 0 | 0 | 0 | 0 | 0 | 0
5440 | 5441 | 0 | 0.46601 | 0 | 99999 | 99999 | 99999 | 1 | 0 | 1 | -360 | 360 | 0 | 0 | 0 | 0 | 0 | 0 | 0 | 0
5440 | 5457 | 0 | 0.32438 | 0 | 99999 | 99999 | 99999 | 1 | 0 | 1 | -360 | 360 | 0 | 0 | 0 | 0 | 0 | 0 | 0 | 0
5441 | 5480 | 0 | 0.082444 | 0 | 99999 | 99999 | 99999 | 1 | 0 | 1 | -360 | 360 | 0 | 0 | 0 | 0 | 0 | 0 | 0 | 0
5441 | 5447 | 0 | 0.093317 | 0 | 99999 | 99999 | 99999 | 1 | 0 | 1 | -360 | 360 | 0 | 0 | 0 | 0 | 0 | 0 | 0 | 0
5444 | 8155 | 0 | 0.22509 | 0 | 99999 | 99999 | 99999 | 1 | 0 | 1 | -360 | 360 | 0 | 0 | 0 | 0 | 0 | 0 | 0 | 0
5444 | 5480 | 0 | 0.56009 | 0 | 99999 | 99999 | 99999 | 1 | 0 | 1 | -360 | 360 | 0 | 0 | 0 | 0 | 0 | 0 | 0 | 0
5444 | 8070 | 0 | 0.33022 | 0 | 99999 | 99999 | 99999 | 1 | 0 | 1 | -360 | 360 | 0 | 0 | 0 | 0 | 0 | 0 | 0 | 0
5444 | 8116 | 0 | 0.67685 | 0 | 99999 | 99999 | 99999 | 1 | 0 | 1 | -360 | 360 | 0 | 0 | 0 | 0 | 0 | 0 | 0 | 0
5444 | 5465 | 0 | 0.20119 | 0 | 99999 | 99999 | 99999 | 1 | 0 | 1 | -360 | 360 | 0 | 0 | 0 | 0 | 0 | 0 | 0 | 0
5444 | 8147 | 0 | 0.2738 | 0 | 99999 | 99999 | 99999 | 1 | 0 | 1 | -360 | 360 | 0 | 0 | 0 | 0 | 0 | 0 | 0 | 0
5444 | 8060 | 0 | 0.18546 | 0 | 99999 | 99999 | 99999 | 1 | 0 | 1 | -360 | 360 | 0 | 0 | 0 | 0 | 0 | 0 | 0 | 0
5444 | 5449 | 0 | 0.23921 | 0 | 99999 | 99999 | 99999 | 1 | 0 | 1 | -360 | 360 | 0 | 0 | 0 | 0 | 0 | 0 | 0 | 0
5444 | 5447 | 0 | 0.65001 | 0 | 99999 | 99999 | 99999 | 1 | 0 | 1 | -360 | 360 | 0 | 0 | 0 | 0 | 0 | 0 | 0 | 0
5444 | 8129 | 0 | 0.31729 | 0 | 99999 | 99999 | 99999 | 1 | 0 | 1 | -360 | 360 | 0 | 0 | 0 | 0 | 0 | 0 | 0 | 0
5447 | 5480 | 0 | 0.011062 | 0 | 99999 | 99999 | 99999 | 1 | 0 | 1 | -360 | 360 | 0 | 0 | 0 | 0 | 0 | 0 | 0 | 0
5447 | 5457 | 0 | 0.54338 | 0 | 99999 | 99999 | 99999 | 1 | 0 | 1 | -360 | 360 | 0 | 0 | 0 | 0 | 0 | 0 | 0 | 0
5449 | 5480 | 0 | 0.1868 | 0 | 99999 | 99999 | 99999 | 1 | 0 | 1 | -360 | 360 | 0 | 0 | 0 | 0 | 0 | 0 | 0 | 0
5449 | 5465 | 0 | 0.4385 | 0 | 99999 | 99999 | 99999 | 1 | 0 | 1 | -360 | 360 | 0 | 0 | 0 | 0 | 0 | 0 | 0 | 0
5449 | 8129 | 0 | 0.68716 | 0 | 99999 | 99999 | 99999 | 1 | 0 | 1 | -360 | 360 | 0 | 0 | 0 | 0 | 0 | 0 | 0 | 0
5452 | 8155 | 0 | 0.26864 | 0 | 99999 | 99999 | 99999 | 1 | 0 | 1 | -360 | 360 | 0 | 0 | 0 | 0 | 0 | 0 | 0 | 0
5452 | 8070 | 0 | 0.55983 | 0 | 99999 | 99999 | 99999 | 1 | 0 | 1 | -360 | 360 | 0 | 0 | 0 | 0 | 0 | 0 | 0 | 0
5452 | 6349 | 0 | 0.21557 | 0 | 99999 | 99999 | 99999 | 1 | 0 | 1 | -360 | 360 | 0 | 0 | 0 | 0 | 0 | 0 | 0 | 0
5452 | 6111 | 0 | 0.43845 | 0 | 99999 | 99999 | 99999 | 1 | 0 | 1 | -360 | 360 | 0 | 0 | 0 | 0 | 0 | 0 | 0 | 0
5457 | 5463 | 0 | 0.09278 | 0 | 99999 | 99999 | 99999 | 1 | 0 | 1 | -360 | 360 | 0 | 0 | 0 | 0 | 0 | 0 | 0 | 0
5465 | 8129 | 0 | 0.49553 | 0 | 99999 | 99999 | 99999 | 1 | 0 | 1 | -360 | 360 | 0 | 0 | 0 | 0 | 0 | 0 | 0 | 0
6001 | 6236 | 0 | 0.45223 | 0 | 99999 | 99999 | 99999 | 1 | 0 | 1 | -360 | 360 | 0 | 0 | 0 | 0 | 0 | 0 | 0 | 0
6001 | 6168 | 0 | 0.42627 | 0 | 99999 | 99999 | 99999 | 1 | 0 | 1 | -360 | 360 | 0 | 0 | 0 | 0 | 0 | 0 | 0 | 0
6001 | 6199 | 0 | 0.63846 | 0 | 99999 | 99999 | 99999 | 1 | 0 | 1 | -360 | 360 | 0 | 0 | 0 | 0 | 0 | 0 | 0 | 0
6001 | 6203 | 0 | 0.32987 | 0 | 99999 | 99999 | 99999 | 1 | 0 | 1 | -360 | 360 | 0 | 0 | 0 | 0 | 0 | 0 | 0 | 0
6001 | 6121 | 0 | 0.67524 | 0 | 99999 | 99999 | 99999 | 1 | 0 | 1 | -360 | 360 | 0 | 0 | 0 | 0 | 0 | 0 | 0 | 0
6001 | 6115 | 0 | 0.044409 | 0 | 99999 | 99999 | 99999 | 1 | 0 | 1 | -360 | 360 | 0 | 0 | 0 | 0 | 0 | 0 | 0 | 0
6001 | 6153 | 0 | 0.67878 | 0 | 99999 | 99999 | 99999 | 1 | 0 | 1 | -360 | 360 | 0 | 0 | 0 | 0 | 0 | 0 | 0 | 0
6001 | 6275 | 0 | 0.309 | 0 | 99999 | 99999 | 99999 | 1 | 0 | 1 | -360 | 360 | 0 | 0 | 0 | 0 | 0 | 0 | 0 | 0
6001 | 6288 | 0 | 0.37735 | 0 | 99999 | 99999 | 99999 | 1 | 0 | 1 | -360 | 360 | 0 | 0 | 0 | 0 | 0 | 0 | 0 | 0
6001 | 6058 | 0 | 0.59552 | 0 | 99999 | 99999 | 99999 | 1 | 0 | 1 | -360 | 360 | 0 | 0 | 0 | 0 | 0 | 0 | 0 | 0
6001 | 6037 | 0 | 0.29001 | 0 | 99999 | 99999 | 99999 | 1 | 0 | 1 | -360 | 360 | 0 | 0 | 0 | 0 | 0 | 0 | 0 | 0
6001 | 6280 | 0 | 0.38086 | 0 | 99999 | 99999 | 99999 | 1 | 0 | 1 | -360 | 360 | 0 | 0 | 0 | 0 | 0 | 0 | 0 | 0
6001 | 6147 | 0 | 0.754 | 0 | 99999 | 99999 | 99999 | 1 | 0 | 1 | -360 | 360 | 0 | 0 | 0 | 0 | 0 | 0 | 0 | 0
6002 | 6047 | 0 | 0.012928 | 0 | 99999 | 99999 | 99999 | 1 | 0 | 1 | -360 | 360 | 0 | 0 | 0 | 0 | 0 | 0 | 0 | 0
6002 | 6121 | 0 | 0.12417 | 0 | 99999 | 99999 | 99999 | 1 | 0 | 1 | -360 | 360 | 0 | 0 | 0 | 0 | 0 | 0 | 0 | 0
6002 | 6178 | 0 | 0.056868 | 0 | 99999 | 99999 | 99999 | 1 | 0 | 1 | -360 | 360 | 0 | 0 | 0 | 0 | 0 | 0 | 0 | 0
6002 | 6199 | 0 | 0.44709 | 0 | 99999 | 99999 | 99999 | 1 | 0 | 1 | -360 | 360 | 0 | 0 | 0 | 0 | 0 | 0 | 0 | 0
6002 | 6352 | 0 | 0.40068 | 0 | 99999 | 99999 | 99999 | 1 | 0 | 1 | -360 | 360 | 0 | 0 | 0 | 0 | 0 | 0 | 0 | 0
6002 | 6058 | 0 | 0.44909 | 0 | 99999 | 99999 | 99999 | 1 | 0 | 1 | -360 | 360 | 0 | 0 | 0 | 0 | 0 | 0 | 0 | 0
6005 | 6330 | 0 | 0.55141 | 0 | 99999 | 99999 | 99999 | 1 | 0 | 1 | -360 | 360 | 0 | 0 | 0 | 0 | 0 | 0 | 0 | 0
6005 | 6344 | 0 | 0.49201 | 0 | 99999 | 99999 | 99999 | 1 | 0 | 1 | -360 | 360 | 0 | 0 | 0 | 0 | 0 | 0 | 0 | 0
6005 | 6349 | 0 | 0.24499 | 0 | 99999 | 99999 | 99999 | 1 | 0 | 1 | -360 | 360 | 0 | 0 | 0 | 0 | 0 | 0 | 0 | 0
6005 | 6295 | 0 | 0.37037 | 0 | 99999 | 99999 | 99999 | 1 | 0 | 1 | -360 | 360 | 0 | 0 | 0 | 0 | 0 | 0 | 0 | 0
6005 | 6111 | 0 | 0.53352 | 0 | 99999 | 99999 | 99999 | 1 | 0 | 1 | -360 | 360 | 0 | 0 | 0 | 0 | 0 | 0 | 0 | 0
6005 | 6106 | 0 | 0.15479 | 0 | 99999 | 99999 | 99999 | 1 | 0 | 1 | -360 | 360 | 0 | 0 | 0 | 0 | 0 | 0 | 0 | 0
6005 | 6078 | 0 | 0.28819 | 0 | 99999 | 99999 | 99999 | 1 | 0 | 1 | -360 | 360 | 0 | 0 | 0 | 0 | 0 | 0 | 0 | 0
6014 | 6280 | 0 | 0.27378 | 0 | 99999 | 99999 | 99999 | 1 | 0 | 1 | -360 | 360 | 0 | 0 | 0 | 0 | 0 | 0 | 0 | 0
6018 | 6330 | 0 | 0.04369 | 0 | 99999 | 99999 | 99999 | 1 | 0 | 1 | -360 | 360 | 0 | 0 | 0 | 0 | 0 | 0 | 0 | 0
6018 | 6035 | 0 | 0.072768 | 0 | 99999 | 99999 | 99999 | 1 | 0 | 1 | -360 | 360 | 0 | 0 | 0 | 0 | 0 | 0 | 0 | 0
6018 | 6208 | 0 | 0.1732 | 0 | 99999 | 99999 | 99999 | 1 | 0 | 1 | -360 | 360 | 0 | 0 | 0 | 0 | 0 | 0 | 0 | 0
6018 | 6344 | 0 | 0.68927 | 0 | 99999 | 99999 | 99999 | 1 | 0 | 1 | -360 | 360 | 0 | 0 | 0 | 0 | 0 | 0 | 0 | 0
6018 | 6349 | 0 | 0.069371 | 0 | 99999 | 99999 | 99999 | 1 | 0 | 1 | -360 | 360 | 0 | 0 | 0 | 0 | 0 | 0 | 0 | 0
6018 | 6238 | 0 | 0.13549 | 0 | 99999 | 99999 | 99999 | 1 | 0 | 1 | -360 | 360 | 0 | 0 | 0 | 0 | 0 | 0 | 0 | 0
6018 | 6295 | 0 | 0.22888 | 0 | 99999 | 99999 | 99999 | 1 | 0 | 1 | -360 | 360 | 0 | 0 | 0 | 0 | 0 | 0 | 0 | 0
6018 | 6028 | 0 | 0.19064 | 0 | 99999 | 99999 | 99999 | 1 | 0 | 1 | -360 | 360 | 0 | 0 | 0 | 0 | 0 | 0 | 0 | 0
6018 | 6230 | 0 | 0.52852 | 0 | 99999 | 99999 | 99999 | 1 | 0 | 1 | -360 | 360 | 0 | 0 | 0 | 0 | 0 | 0 | 0 | 0
6018 | 6061 | 0 | 0.30026 | 0 | 99999 | 99999 | 99999 | 1 | 0 | 1 | -360 | 360 | 0 | 0 | 0 | 0 | 0 | 0 | 0 | 0
6018 | 6205 | 0 | 0.4139 | 0 | 99999 | 99999 | 99999 | 1 | 0 | 1 | -360 | 360 | 0 | 0 | 0 | 0 | 0 | 0 | 0 | 0
6018 | 6223 | 0 | 0.13403 | 0 | 99999 | 99999 | 99999 | 1 | 0 | 1 | -360 | 360 | 0 | 0 | 0 | 0 | 0 | 0 | 0 | 0
6018 | 6224 | 0 | 0.20382 | 0 | 99999 | 99999 | 99999 | 1 | 0 | 1 | -360 | 360 | 0 | 0 | 0 | 0 | 0 | 0 | 0 | 0
6023 | 6344 | 0 | 0.41421 | 0 | 99999 | 99999 | 99999 | 1 | 0 | 1 | -360 | 360 | 0 | 0 | 0 | 0 | 0 | 0 | 0 | 0
6023 | 6349 | 0 | 0.062492 | 0 | 99999 | 99999 | 99999 | 1 | 0 | 1 | -360 | 360 | 0 | 0 | 0 | 0 | 0 | 0 | 0 | 0
6028 | 6035 | 0 | 0.31574 | 0 | 99999 | 99999 | 99999 | 1 | 0 | 1 | -360 | 360 | 0 | 0 | 0 | 0 | 0 | 0 | 0 | 0
6028 | 6208 | 0 | 0.29281 | 0 | 99999 | 99999 | 99999 | 1 | 0 | 1 | -360 | 360 | 0 | 0 | 0 | 0 | 0 | 0 | 0 | 0
6028 | 6349 | 0 | 0.34563 | 0 | 99999 | 99999 | 99999 | 1 | 0 | 1 | -360 | 360 | 0 | 0 | 0 | 0 | 0 | 0 | 0 | 0
6028 | 6238 | 0 | 0.57965 | 0 | 99999 | 99999 | 99999 | 1 | 0 | 1 | -360 | 360 | 0 | 0 | 0 | 0 | 0 | 0 | 0 | 0
6028 | 6230 | 0 | 0.039253 | 0 | 99999 | 99999 | 99999 | 1 | 0 | 1 | -360 | 360 | 0 | 0 | 0 | 0 | 0 | 0 | 0 | 0
6028 | 6278 | 0 | 0.52201 | 0 | 99999 | 99999 | 99999 | 1 | 0 | 1 | -360 | 360 | 0 | 0 | 0 | 0 | 0 | 0 | 0 | 0
6028 | 6061 | 0 | 0.61395 | 0 | 99999 | 99999 | 99999 | 1 | 0 | 1 | -360 | 360 | 0 | 0 | 0 | 0 | 0 | 0 | 0 | 0
6028 | 6205 | 0 | 0.64583 | 0 | 99999 | 99999 | 99999 | 1 | 0 | 1 | -360 | 360 | 0 | 0 | 0 | 0 | 0 | 0 | 0 | 0
6028 | 6224 | 0 | 0.6532 | 0 | 99999 | 99999 | 99999 | 1 | 0 | 1 | -360 | 360 | 0 | 0 | 0 | 0 | 0 | 0 | 0 | 0
6035 | 6330 | 0 | 0.54472 | 0 | 99999 | 99999 | 99999 | 1 | 0 | 1 | -360 | 360 | 0 | 0 | 0 | 0 | 0 | 0 | 0 | 0
6035 | 8155 | 0 | 0.29712 | 0 | 99999 | 99999 | 99999 | 1 | 0 | 1 | -360 | 360 | 0 | 0 | 0 | 0 | 0 | 0 | 0 | 0
6035 | 6355 | 0 | 0.16154 | 0 | 99999 | 99999 | 99999 | 1 | 0 | 1 | -360 | 360 | 0 | 0 | 0 | 0 | 0 | 0 | 0 | 0
6035 | 6208 | 0 | 0.061345 | 0 | 99999 | 99999 | 99999 | 1 | 0 | 1 | -360 | 360 | 0 | 0 | 0 | 0 | 0 | 0 | 0 | 0
6035 | 6344 | 0 | 0.056217 | 0 | 99999 | 99999 | 99999 | 1 | 0 | 1 | -360 | 360 | 0 | 0 | 0 | 0 | 0 | 0 | 0 | 0
6035 | 6349 | 0 | 0.056313 | 0 | 99999 | 99999 | 99999 | 1 | 0 | 1 | -360 | 360 | 0 | 0 | 0 | 0 | 0 | 0 | 0 | 0
6035 | 6238 | 0 | 0.51196 | 0 | 99999 | 99999 | 99999 | 1 | 0 | 1 | -360 | 360 | 0 | 0 | 0 | 0 | 0 | 0 | 0 | 0
6035 | 6295 | 0 | 0.31995 | 0 | 99999 | 99999 | 99999 | 1 | 0 | 1 | -360 | 360 | 0 | 0 | 0 | 0 | 0 | 0 | 0 | 0
6035 | 6061 | 0 | 0.74707 | 0 | 99999 | 99999 | 99999 | 1 | 0 | 1 | -360 | 360 | 0 | 0 | 0 | 0 | 0 | 0 | 0 | 0
6035 | 6120 | 0 | 0.16222 | 0 | 99999 | 99999 | 99999 | 1 | 0 | 1 | -360 | 360 | 0 | 0 | 0 | 0 | 0 | 0 | 0 | 0
6035 | 6111 | 0 | 0.16511 | 0 | 99999 | 99999 | 99999 | 1 | 0 | 1 | -360 | 360 | 0 | 0 | 0 | 0 | 0 | 0 | 0 | 0
6035 | 6223 | 0 | 0.21198 | 0 | 99999 | 99999 | 99999 | 1 | 0 | 1 | -360 | 360 | 0 | 0 | 0 | 0 | 0 | 0 | 0 | 0
6035 | 6224 | 0 | 0.44052 | 0 | 99999 | 99999 | 99999 | 1 | 0 | 1 | -360 | 360 | 0 | 0 | 0 | 0 | 0 | 0 | 0 | 0
6037 | 6097 | 0 | 0.024283 | 0 | 99999 | 99999 | 99999 | 1 | 0 | 1 | -360 | 360 | 0 | 0 | 0 | 0 | 0 | 0 | 0 | 0
6037 | 6121 | 0 | 0.021004 | 0 | 99999 | 99999 | 99999 | 1 | 0 | 1 | -360 | 360 | 0 | 0 | 0 | 0 | 0 | 0 | 0 | 0
6037 | 6236 | 0 | 0.26148 | 0 | 99999 | 99999 | 99999 | 1 | 0 | 1 | -360 | 360 | 0 | 0 | 0 | 0 | 0 | 0 | 0 | 0
6037 | 6199 | 0 | 0.11239 | 0 | 99999 | 99999 | 99999 | 1 | 0 | 1 | -360 | 360 | 0 | 0 | 0 | 0 | 0 | 0 | 0 | 0
6037 | 6203 | 0 | 0.56178 | 0 | 99999 | 99999 | 99999 | 1 | 0 | 1 | -360 | 360 | 0 | 0 | 0 | 0 | 0 | 0 | 0 | 0
6037 | 6352 | 0 | 0.019761 | 0 | 99999 | 99999 | 99999 | 1 | 0 | 1 | -360 | 360 | 0 | 0 | 0 | 0 | 0 | 0 | 0 | 0
6037 | 6115 | 0 | 0.13511 | 0 | 99999 | 99999 | 99999 | 1 | 0 | 1 | -360 | 360 | 0 | 0 | 0 | 0 | 0 | 0 | 0 | 0
6037 | 7406 | 0 | 0.26363 | 0 | 99999 | 99999 | 99999 | 1 | 0 | 1 | -360 | 360 | 0 | 0 | 0 | 0 | 0 | 0 | 0 | 0
6037 | 6349 | 0 | 0.27409 | 0 | 99999 | 99999 | 99999 | 1 | 0 | 1 | -360 | 360 | 0 | 0 | 0 | 0 | 0 | 0 | 0 | 0
6037 | 6335 | 0 | 0.29703 | 0 | 99999 | 99999 | 99999 | 1 | 0 | 1 | -360 | 360 | 0 | 0 | 0 | 0 | 0 | 0 | 0 | 0
6037 | 6275 | 0 | 0.49742 | 0 | 99999 | 99999 | 99999 | 1 | 0 | 1 | -360 | 360 | 0 | 0 | 0 | 0 | 0 | 0 | 0 | 0
6037 | 6288 | 0 | 0.13438 | 0 | 99999 | 99999 | 99999 | 1 | 0 | 1 | -360 | 360 | 0 | 0 | 0 | 0 | 0 | 0 | 0 | 0
6037 | 6178 | 0 | 0.27287 | 0 | 99999 | 99999 | 99999 | 1 | 0 | 1 | -360 | 360 | 0 | 0 | 0 | 0 | 0 | 0 | 0 | 0
6037 | 6058 | 0 | 0.1208 | 0 | 99999 | 99999 | 99999 | 1 | 0 | 1 | -360 | 360 | 0 | 0 | 0 | 0 | 0 | 0 | 0 | 0
6037 | 6302 | 0 | 0.47889 | 0 | 99999 | 99999 | 99999 | 1 | 0 | 1 | -360 | 360 | 0 | 0 | 0 | 0 | 0 | 0 | 0 | 0
6037 | 6230 | 0 | 0.75034 | 0 | 99999 | 99999 | 99999 | 1 | 0 | 1 | -360 | 360 | 0 | 0 | 0 | 0 | 0 | 0 | 0 | 0
6037 | 6280 | 0 | 0.30516 | 0 | 99999 | 99999 | 99999 | 1 | 0 | 1 | -360 | 360 | 0 | 0 | 0 | 0 | 0 | 0 | 0 | 0
6037 | 6241 | 0 | 0.40231 | 0 | 99999 | 99999 | 99999 | 1 | 0 | 1 | -360 | 360 | 0 | 0 | 0 | 0 | 0 | 0 | 0 | 0
6037 | 6171 | 0 | 0.56436 | 0 | 99999 | 99999 | 99999 | 1 | 0 | 1 | -360 | 360 | 0 | 0 | 0 | 0 | 0 | 0 | 0 | 0
6037 | 6164 | 0 | 0.31453 | 0 | 99999 | 99999 | 99999 | 1 | 0 | 1 | -360 | 360 | 0 | 0 | 0 | 0 | 0 | 0 | 0 | 0
6037 | 6069 | 0 | 0.24726 | 0 | 99999 | 99999 | 99999 | 1 | 0 | 1 | -360 | 360 | 0 | 0 | 0 | 0 | 0 | 0 | 0 | 0
6037 | 6047 | 0 | 0.53157 | 0 | 99999 | 99999 | 99999 | 1 | 0 | 1 | -360 | 360 | 0 | 0 | 0 | 0 | 0 | 0 | 0 | 0
6037 | 6147 | 0 | 0.16006 | 0 | 99999 | 99999 | 99999 | 1 | 0 | 1 | -360 | 360 | 0 | 0 | 0 | 0 | 0 | 0 | 0 | 0
6047 | 6121 | 0 | 0.1542 | 0 | 99999 | 99999 | 99999 | 1 | 0 | 1 | -360 | 360 | 0 | 0 | 0 | 0 | 0 | 0 | 0 | 0
6047 | 6236 | 0 | 0.4628 | 0 | 99999 | 99999 | 99999 | 1 | 0 | 1 | -360 | 360 | 0 | 0 | 0 | 0 | 0 | 0 | 0 | 0
6047 | 6199 | 0 | 0.097452 | 0 | 99999 | 99999 | 99999 | 1 | 0 | 1 | -360 | 360 | 0 | 0 | 0 | 0 | 0 | 0 | 0 | 0
6047 | 6349 | 0 | 0.35181 | 0 | 99999 | 99999 | 99999 | 1 | 0 | 1 | -360 | 360 | 0 | 0 | 0 | 0 | 0 | 0 | 0 | 0
6047 | 6288 | 0 | 0.62784 | 0 | 99999 | 99999 | 99999 | 1 | 0 | 1 | -360 | 360 | 0 | 0 | 0 | 0 | 0 | 0 | 0 | 0
6047 | 6069 | 0 | 0.53229 | 0 | 99999 | 99999 | 99999 | 1 | 0 | 1 | -360 | 360 | 0 | 0 | 0 | 0 | 0 | 0 | 0 | 0
6047 | 6147 | 0 | 0.71971 | 0 | 99999 | 99999 | 99999 | 1 | 0 | 1 | -360 | 360 | 0 | 0 | 0 | 0 | 0 | 0 | 0 | 0
6058 | 6236 | 0 | 0.47964 | 0 | 99999 | 99999 | 99999 | 1 | 0 | 1 | -360 | 360 | 0 | 0 | 0 | 0 | 0 | 0 | 0 | 0
6058 | 6199 | 0 | 0.25759 | 0 | 99999 | 99999 | 99999 | 1 | 0 | 1 | -360 | 360 | 0 | 0 | 0 | 0 | 0 | 0 | 0 | 0
6058 | 6352 | 0 | 0.37956 | 0 | 99999 | 99999 | 99999 | 1 | 0 | 1 | -360 | 360 | 0 | 0 | 0 | 0 | 0 | 0 | 0 | 0
6058 | 6115 | 0 | 0.12666 | 0 | 99999 | 99999 | 99999 | 1 | 0 | 1 | -360 | 360 | 0 | 0 | 0 | 0 | 0 | 0 | 0 | 0
6058 | 7406 | 0 | 0.38476 | 0 | 99999 | 99999 | 99999 | 1 | 0 | 1 | -360 | 360 | 0 | 0 | 0 | 0 | 0 | 0 | 0 | 0
6058 | 6349 | 0 | 0.18076 | 0 | 99999 | 99999 | 99999 | 1 | 0 | 1 | -360 | 360 | 0 | 0 | 0 | 0 | 0 | 0 | 0 | 0
6058 | 6288 | 0 | 0.69265 | 0 | 99999 | 99999 | 99999 | 1 | 0 | 1 | -360 | 360 | 0 | 0 | 0 | 0 | 0 | 0 | 0 | 0
6058 | 6178 | 0 | 0.43351 | 0 | 99999 | 99999 | 99999 | 1 | 0 | 1 | -360 | 360 | 0 | 0 | 0 | 0 | 0 | 0 | 0 | 0
6058 | 6302 | 0 | 0.22286 | 0 | 99999 | 99999 | 99999 | 1 | 0 | 1 | -360 | 360 | 0 | 0 | 0 | 0 | 0 | 0 | 0 | 0
6058 | 6230 | 0 | 0.23039 | 0 | 99999 | 99999 | 99999 | 1 | 0 | 1 | -360 | 360 | 0 | 0 | 0 | 0 | 0 | 0 | 0 | 0
6058 | 6278 | 0 | 0.73593 | 0 | 99999 | 99999 | 99999 | 1 | 0 | 1 | -360 | 360 | 0 | 0 | 0 | 0 | 0 | 0 | 0 | 0
6058 | 6280 | 0 | 0.22188 | 0 | 99999 | 99999 | 99999 | 1 | 0 | 1 | -360 | 360 | 0 | 0 | 0 | 0 | 0 | 0 | 0 | 0
6058 | 6164 | 0 | 0.23246 | 0 | 99999 | 99999 | 99999 | 1 | 0 | 1 | -360 | 360 | 0 | 0 | 0 | 0 | 0 | 0 | 0 | 0
6058 | 6069 | 0 | 0.14246 | 0 | 99999 | 99999 | 99999 | 1 | 0 | 1 | -360 | 360 | 0 | 0 | 0 | 0 | 0 | 0 | 0 | 0
6058 | 6147 | 0 | 0.4228 | 0 | 99999 | 99999 | 99999 | 1 | 0 | 1 | -360 | 360 | 0 | 0 | 0 | 0 | 0 | 0 | 0 | 0
6061 | 6330 | 0 | 0.21409 | 0 | 99999 | 99999 | 99999 | 1 | 0 | 1 | -360 | 360 | 0 | 0 | 0 | 0 | 0 | 0 | 0 | 0
6061 | 6349 | 0 | 0.41968 | 0 | 99999 | 99999 | 99999 | 1 | 0 | 1 | -360 | 360 | 0 | 0 | 0 | 0 | 0 | 0 | 0 | 0
6061 | 6238 | 0 | 0.20616 | 0 | 99999 | 99999 | 99999 | 1 | 0 | 1 | -360 | 360 | 0 | 0 | 0 | 0 | 0 | 0 | 0 | 0
6061 | 6205 | 0 | 0.38085 | 0 | 99999 | 99999 | 99999 | 1 | 0 | 1 | -360 | 360 | 0 | 0 | 0 | 0 | 0 | 0 | 0 | 0
6069 | 6236 | 0 | 0.45112 | 0 | 99999 | 99999 | 99999 | 1 | 0 | 1 | -360 | 360 | 0 | 0 | 0 | 0 | 0 | 0 | 0 | 0
6069 | 6199 | 0 | 0.2961 | 0 | 99999 | 99999 | 99999 | 1 | 0 | 1 | -360 | 360 | 0 | 0 | 0 | 0 | 0 | 0 | 0 | 0
6069 | 6115 | 0 | 0.77957 | 0 | 99999 | 99999 | 99999 | 1 | 0 | 1 | -360 | 360 | 0 | 0 | 0 | 0 | 0 | 0 | 0 | 0
6069 | 7406 | 0 | 0.35418 | 0 | 99999 | 99999 | 99999 | 1 | 0 | 1 | -360 | 360 | 0 | 0 | 0 | 0 | 0 | 0 | 0 | 0
6069 | 6349 | 0 | 0.095184 | 0 | 99999 | 99999 | 99999 | 1 | 0 | 1 | -360 | 360 | 0 | 0 | 0 | 0 | 0 | 0 | 0 | 0
6069 | 6302 | 0 | 0.20327 | 0 | 99999 | 99999 | 99999 | 1 | 0 | 1 | -360 | 360 | 0 | 0 | 0 | 0 | 0 | 0 | 0 | 0
6069 | 6230 | 0 | 0.41466 | 0 | 99999 | 99999 | 99999 | 1 | 0 | 1 | -360 | 360 | 0 | 0 | 0 | 0 | 0 | 0 | 0 | 0
6069 | 6280 | 0 | 0.37233 | 0 | 99999 | 99999 | 99999 | 1 | 0 | 1 | -360 | 360 | 0 | 0 | 0 | 0 | 0 | 0 | 0 | 0
6069 | 6164 | 0 | 0.20902 | 0 | 99999 | 99999 | 99999 | 1 | 0 | 1 | -360 | 360 | 0 | 0 | 0 | 0 | 0 | 0 | 0 | 0
6069 | 6147 | 0 | 0.39707 | 0 | 99999 | 99999 | 99999 | 1 | 0 | 1 | -360 | 360 | 0 | 0 | 0 | 0 | 0 | 0 | 0 | 0
6078 | 7406 | 0 | 0.14944 | 0 | 99999 | 99999 | 99999 | 1 | 0 | 1 | -360 | 360 | 0 | 0 | 0 | 0 | 0 | 0 | 0 | 0
6078 | 7389 | 0 | 0.67887 | 0 | 99999 | 99999 | 99999 | 1 | 0 | 1 | -360 | 360 | 0 | 0 | 0 | 0 | 0 | 0 | 0 | 0
6078 | 7400 | 0 | 0.36243 | 0 | 99999 | 99999 | 99999 | 1 | 0 | 1 | -360 | 360 | 0 | 0 | 0 | 0 | 0 | 0 | 0 | 0
6078 | 8140 | 0 | 0.76912 | 0 | 99999 | 99999 | 99999 | 1 | 0 | 1 | -360 | 360 | 0 | 0 | 0 | 0 | 0 | 0 | 0 | 0
6078 | 7024 | 0 | 0.33925 | 0 | 99999 | 99999 | 99999 | 1 | 0 | 1 | -360 | 360 | 0 | 0 | 0 | 0 | 0 | 0 | 0 | 0
6078 | 6106 | 0 | 0.050561 | 0 | 99999 | 99999 | 99999 | 1 | 0 | 1 | -360 | 360 | 0 | 0 | 0 | 0 | 0 | 0 | 0 | 0
6097 | 6121 | 0 | 0.047496 | 0 | 99999 | 99999 | 99999 | 1 | 0 | 1 | -360 | 360 | 0 | 0 | 0 | 0 | 0 | 0 | 0 | 0
6097 | 6168 | 0 | 0.50003 | 0 | 99999 | 99999 | 99999 | 1 | 0 | 1 | -360 | 360 | 0 | 0 | 0 | 0 | 0 | 0 | 0 | 0
6097 | 6115 | 0 | 0.36671 | 0 | 99999 | 99999 | 99999 | 1 | 0 | 1 | -360 | 360 | 0 | 0 | 0 | 0 | 0 | 0 | 0 | 0
6097 | 6275 | 0 | 0.23336 | 0 | 99999 | 99999 | 99999 | 1 | 0 | 1 | -360 | 360 | 0 | 0 | 0 | 0 | 0 | 0 | 0 | 0
6097 | 6288 | 0 | 0.18689 | 0 | 99999 | 99999 | 99999 | 1 | 0 | 1 | -360 | 360 | 0 | 0 | 0 | 0 | 0 | 0 | 0 | 0
6106 | 7406 | 0 | 0.18428 | 0 | 99999 | 99999 | 99999 | 1 | 0 | 1 | -360 | 360 | 0 | 0 | 0 | 0 | 0 | 0 | 0 | 0
6106 | 7400 | 0 | 0.45127 | 0 | 99999 | 99999 | 99999 | 1 | 0 | 1 | -360 | 360 | 0 | 0 | 0 | 0 | 0 | 0 | 0 | 0
6106 | 7024 | 0 | 0.42513 | 0 | 99999 | 99999 | 99999 | 1 | 0 | 1 | -360 | 360 | 0 | 0 | 0 | 0 | 0 | 0 | 0 | 0
6106 | 6349 | 0 | 0.66039 | 0 | 99999 | 99999 | 99999 | 1 | 0 | 1 | -360 | 360 | 0 | 0 | 0 | 0 | 0 | 0 | 0 | 0
6111 | 8087 | 0 | 0.24221 | 0 | 99999 | 99999 | 99999 | 1 | 0 | 1 | -360 | 360 | 0 | 0 | 0 | 0 | 0 | 0 | 0 | 0
6111 | 8155 | 0 | 0.078845 | 0 | 99999 | 99999 | 99999 | 1 | 0 | 1 | -360 | 360 | 0 | 0 | 0 | 0 | 0 | 0 | 0 | 0
6111 | 6355 | 0 | 0.73836 | 0 | 99999 | 99999 | 99999 | 1 | 0 | 1 | -360 | 360 | 0 | 0 | 0 | 0 | 0 | 0 | 0 | 0
6111 | 6344 | 0 | 0.24074 | 0 | 99999 | 99999 | 99999 | 1 | 0 | 1 | -360 | 360 | 0 | 0 | 0 | 0 | 0 | 0 | 0 | 0
6111 | 6349 | 0 | 0.11623 | 0 | 99999 | 99999 | 99999 | 1 | 0 | 1 | -360 | 360 | 0 | 0 | 0 | 0 | 0 | 0 | 0 | 0
6111 | 6295 | 0 | 0.2154 | 0 | 99999 | 99999 | 99999 | 1 | 0 | 1 | -360 | 360 | 0 | 0 | 0 | 0 | 0 | 0 | 0 | 0
6111 | 6223 | 0 | 0.59375 | 0 | 99999 | 99999 | 99999 | 1 | 0 | 1 | -360 | 360 | 0 | 0 | 0 | 0 | 0 | 0 | 0 | 0
6115 | 6168 | 0 | 0.55444 | 0 | 99999 | 99999 | 99999 | 1 | 0 | 1 | -360 | 360 | 0 | 0 | 0 | 0 | 0 | 0 | 0 | 0
6115 | 6199 | 0 | 0.66411 | 0 | 99999 | 99999 | 99999 | 1 | 0 | 1 | -360 | 360 | 0 | 0 | 0 | 0 | 0 | 0 | 0 | 0
6115 | 6203 | 0 | 0.086457 | 0 | 99999 | 99999 | 99999 | 1 | 0 | 1 | -360 | 360 | 0 | 0 | 0 | 0 | 0 | 0 | 0 | 0
6115 | 6121 | 0 | 0.14845 | 0 | 99999 | 99999 | 99999 | 1 | 0 | 1 | -360 | 360 | 0 | 0 | 0 | 0 | 0 | 0 | 0 | 0
6115 | 6352 | 0 | 0.27025 | 0 | 99999 | 99999 | 99999 | 1 | 0 | 1 | -360 | 360 | 0 | 0 | 0 | 0 | 0 | 0 | 0 | 0
6115 | 6153 | 0 | 0.75066 | 0 | 99999 | 99999 | 99999 | 1 | 0 | 1 | -360 | 360 | 0 | 0 | 0 | 0 | 0 | 0 | 0 | 0
6115 | 6275 | 0 | 0.18081 | 0 | 99999 | 99999 | 99999 | 1 | 0 | 1 | -360 | 360 | 0 | 0 | 0 | 0 | 0 | 0 | 0 | 0
6115 | 6288 | 0 | 0.18833 | 0 | 99999 | 99999 | 99999 | 1 | 0 | 1 | -360 | 360 | 0 | 0 | 0 | 0 | 0 | 0 | 0 | 0
6115 | 6280 | 0 | 0.26292 | 0 | 99999 | 99999 | 99999 | 1 | 0 | 1 | -360 | 360 | 0 | 0 | 0 | 0 | 0 | 0 | 0 | 0
6120 | 6208 | 0 | 0.032227 | 0 | 99999 | 99999 | 99999 | 1 | 0 | 1 | -360 | 360 | 0 | 0 | 0 | 0 | 0 | 0 | 0 | 0
6120 | 6224 | 0 | 0.081851 | 0 | 99999 | 99999 | 99999 | 1 | 0 | 1 | -360 | 360 | 0 | 0 | 0 | 0 | 0 | 0 | 0 | 0
6120 | 6355 | 0 | 0.12642 | 0 | 99999 | 99999 | 99999 | 1 | 0 | 1 | -360 | 360 | 0 | 0 | 0 | 0 | 0 | 0 | 0 | 0
6120 | 6344 | 0 | 0.17553 | 0 | 99999 | 99999 | 99999 | 1 | 0 | 1 | -360 | 360 | 0 | 0 | 0 | 0 | 0 | 0 | 0 | 0
6120 | 6349 | 0 | 0.049297 | 0 | 99999 | 99999 | 99999 | 1 | 0 | 1 | -360 | 360 | 0 | 0 | 0 | 0 | 0 | 0 | 0 | 0
6120 | 6223 | 0 | 0.51921 | 0 | 99999 | 99999 | 99999 | 1 | 0 | 1 | -360 | 360 | 0 | 0 | 0 | 0 | 0 | 0 | 0 | 0
6121 | 6199 | 0 | 0.081757 | 0 | 99999 | 99999 | 99999 | 1 | 0 | 1 | -360 | 360 | 0 | 0 | 0 | 0 | 0 | 0 | 0 | 0
6121 | 6203 | 0 | 0.10371 | 0 | 99999 | 99999 | 99999 | 1 | 0 | 1 | -360 | 360 | 0 | 0 | 0 | 0 | 0 | 0 | 0 | 0
6121 | 6352 | 0 | 0.072141 | 0 | 99999 | 99999 | 99999 | 1 | 0 | 1 | -360 | 360 | 0 | 0 | 0 | 0 | 0 | 0 | 0 | 0
6121 | 6275 | 0 | 0.52382 | 0 | 99999 | 99999 | 99999 | 1 | 0 | 1 | -360 | 360 | 0 | 0 | 0 | 0 | 0 | 0 | 0 | 0
6121 | 6288 | 0 | 0.66944 | 0 | 99999 | 99999 | 99999 | 1 | 0 | 1 | -360 | 360 | 0 | 0 | 0 | 0 | 0 | 0 | 0 | 0
6147 | 6236 | 0 | 0.31844 | 0 | 99999 | 99999 | 99999 | 1 | 0 | 1 | -360 | 360 | 0 | 0 | 0 | 0 | 0 | 0 | 0 | 0
6147 | 6199 | 0 | 0.20103 | 0 | 99999 | 99999 | 99999 | 1 | 0 | 1 | -360 | 360 | 0 | 0 | 0 | 0 | 0 | 0 | 0 | 0
6147 | 7406 | 0 | 0.20828 | 0 | 99999 | 99999 | 99999 | 1 | 0 | 1 | -360 | 360 | 0 | 0 | 0 | 0 | 0 | 0 | 0 | 0
6147 | 6349 | 0 | 0.39575 | 0 | 99999 | 99999 | 99999 | 1 | 0 | 1 | -360 | 360 | 0 | 0 | 0 | 0 | 0 | 0 | 0 | 0
6147 | 6288 | 0 | 0.46228 | 0 | 99999 | 99999 | 99999 | 1 | 0 | 1 | -360 | 360 | 0 | 0 | 0 | 0 | 0 | 0 | 0 | 0
6147 | 6178 | 0 | 0.61642 | 0 | 99999 | 99999 | 99999 | 1 | 0 | 1 | -360 | 360 | 0 | 0 | 0 | 0 | 0 | 0 | 0 | 0
6147 | 6302 | 0 | 0.64958 | 0 | 99999 | 99999 | 99999 | 1 | 0 | 1 | -360 | 360 | 0 | 0 | 0 | 0 | 0 | 0 | 0 | 0
6147 | 6280 | 0 | 0.69979 | 0 | 99999 | 99999 | 99999 | 1 | 0 | 1 | -360 | 360 | 0 | 0 | 0 | 0 | 0 | 0 | 0 | 0
6147 | 6241 | 0 | 0.46973 | 0 | 99999 | 99999 | 99999 | 1 | 0 | 1 | -360 | 360 | 0 | 0 | 0 | 0 | 0 | 0 | 0 | 0
6147 | 6171 | 0 | 0.73712 | 0 | 99999 | 99999 | 99999 | 1 | 0 | 1 | -360 | 360 | 0 | 0 | 0 | 0 | 0 | 0 | 0 | 0
6147 | 6164 | 0 | 0.30813 | 0 | 99999 | 99999 | 99999 | 1 | 0 | 1 | -360 | 360 | 0 | 0 | 0 | 0 | 0 | 0 | 0 | 0
6150 | 6236 | 0 | 0.36788 | 0 | 99999 | 99999 | 99999 | 1 | 0 | 1 | -360 | 360 | 0 | 0 | 0 | 0 | 0 | 0 | 0 | 0
6150 | 6168 | 0 | 0.12267 | 0 | 99999 | 99999 | 99999 | 1 | 0 | 1 | -360 | 360 | 0 | 0 | 0 | 0 | 0 | 0 | 0 | 0
6150 | 6199 | 0 | 0.046573 | 0 | 99999 | 99999 | 99999 | 1 | 0 | 1 | -360 | 360 | 0 | 0 | 0 | 0 | 0 | 0 | 0 | 0
6150 | 6203 | 0 | 0.19678 | 0 | 99999 | 99999 | 99999 | 1 | 0 | 1 | -360 | 360 | 0 | 0 | 0 | 0 | 0 | 0 | 0 | 0
6153 | 6199 | 0 | 0.33495 | 0 | 99999 | 99999 | 99999 | 1 | 0 | 1 | -360 | 360 | 0 | 0 | 0 | 0 | 0 | 0 | 0 | 0
6153 | 6203 | 0 | 0.53531 | 0 | 99999 | 99999 | 99999 | 1 | 0 | 1 | -360 | 360 | 0 | 0 | 0 | 0 | 0 | 0 | 0 | 0
6153 | 6275 | 0 | 0.044626 | 0 | 99999 | 99999 | 99999 | 1 | 0 | 1 | -360 | 360 | 0 | 0 | 0 | 0 | 0 | 0 | 0 | 0
6164 | 6236 | 0 | 0.65558 | 0 | 99999 | 99999 | 99999 | 1 | 0 | 1 | -360 | 360 | 0 | 0 | 0 | 0 | 0 | 0 | 0 | 0
6164 | 6199 | 0 | 0.42292 | 0 | 99999 | 99999 | 99999 | 1 | 0 | 1 | -360 | 360 | 0 | 0 | 0 | 0 | 0 | 0 | 0 | 0
6164 | 7406 | 0 | 0.22318 | 0 | 99999 | 99999 | 99999 | 1 | 0 | 1 | -360 | 360 | 0 | 0 | 0 | 0 | 0 | 0 | 0 | 0
6164 | 7024 | 0 | 0.59588 | 0 | 99999 | 99999 | 99999 | 1 | 0 | 1 | -360 | 360 | 0 | 0 | 0 | 0 | 0 | 0 | 0 | 0
6164 | 6349 | 0 | 0.262 | 0 | 99999 | 99999 | 99999 | 1 | 0 | 1 | -360 | 360 | 0 | 0 | 0 | 0 | 0 | 0 | 0 | 0
6164 | 6302 | 0 | 0.2896 | 0 | 99999 | 99999 | 99999 | 1 | 0 | 1 | -360 | 360 | 0 | 0 | 0 | 0 | 0 | 0 | 0 | 0
6164 | 6230 | 0 | 0.56125 | 0 | 99999 | 99999 | 99999 | 1 | 0 | 1 | -360 | 360 | 0 | 0 | 0 | 0 | 0 | 0 | 0 | 0
6164 | 6280 | 0 | 0.41367 | 0 | 99999 | 99999 | 99999 | 1 | 0 | 1 | -360 | 360 | 0 | 0 | 0 | 0 | 0 | 0 | 0 | 0
6168 | 6236 | 0 | 0.07209 | 0 | 99999 | 99999 | 99999 | 1 | 0 | 1 | -360 | 360 | 0 | 0 | 0 | 0 | 0 | 0 | 0 | 0
6168 | 6199 | 0 | 0.01946 | 0 | 99999 | 99999 | 99999 | 1 | 0 | 1 | -360 | 360 | 0 | 0 | 0 | 0 | 0 | 0 | 0 | 0
6168 | 6203 | 0 | 0.27734 | 0 | 99999 | 99999 | 99999 | 1 | 0 | 1 | -360 | 360 | 0 | 0 | 0 | 0 | 0 | 0 | 0 | 0
6168 | 6275 | 0 | 0.33643 | 0 | 99999 | 99999 | 99999 | 1 | 0 | 1 | -360 | 360 | 0 | 0 | 0 | 0 | 0 | 0 | 0 | 0
6168 | 6288 | 0 | 0.15387 | 0 | 99999 | 99999 | 99999 | 1 | 0 | 1 | -360 | 360 | 0 | 0 | 0 | 0 | 0 | 0 | 0 | 0
6168 | 6178 | 0 | 0.13308 | 0 | 99999 | 99999 | 99999 | 1 | 0 | 1 | -360 | 360 | 0 | 0 | 0 | 0 | 0 | 0 | 0 | 0
6171 | 6236 | 0 | 0.29027 | 0 | 99999 | 99999 | 99999 | 1 | 0 | 1 | -360 | 360 | 0 | 0 | 0 | 0 | 0 | 0 | 0 | 0
6171 | 6199 | 0 | 0.53566 | 0 | 99999 | 99999 | 99999 | 1 | 0 | 1 | -360 | 360 | 0 | 0 | 0 | 0 | 0 | 0 | 0 | 0
6171 | 6335 | 0 | 0.75816 | 0 | 99999 | 99999 | 99999 | 1 | 0 | 1 | -360 | 360 | 0 | 0 | 0 | 0 | 0 | 0 | 0 | 0
6171 | 6178 | 0 | 0.5107 | 0 | 99999 | 99999 | 99999 | 1 | 0 | 1 | -360 | 360 | 0 | 0 | 0 | 0 | 0 | 0 | 0 | 0
6178 | 6236 | 0 | 0.23337 | 0 | 99999 | 99999 | 99999 | 1 | 0 | 1 | -360 | 360 | 0 | 0 | 0 | 0 | 0 | 0 | 0 | 0
6178 | 6199 | 0 | 0.21016 | 0 | 99999 | 99999 | 99999 | 1 | 0 | 1 | -360 | 360 | 0 | 0 | 0 | 0 | 0 | 0 | 0 | 0
6178 | 6349 | 0 | 0.72076 | 0 | 99999 | 99999 | 99999 | 1 | 0 | 1 | -360 | 360 | 0 | 0 | 0 | 0 | 0 | 0 | 0 | 0
6178 | 6335 | 0 | 0.33 | 0 | 99999 | 99999 | 99999 | 1 | 0 | 1 | -360 | 360 | 0 | 0 | 0 | 0 | 0 | 0 | 0 | 0
6178 | 6288 | 0 | 0.41043 | 0 | 99999 | 99999 | 99999 | 1 | 0 | 1 | -360 | 360 | 0 | 0 | 0 | 0 | 0 | 0 | 0 | 0
6199 | 6236 | 0 | 0.13478 | 0 | 99999 | 99999 | 99999 | 1 | 0 | 1 | -360 | 360 | 0 | 0 | 0 | 0 | 0 | 0 | 0 | 0
6199 | 6203 | 0 | 0.16809 | 0 | 99999 | 99999 | 99999 | 1 | 0 | 1 | -360 | 360 | 0 | 0 | 0 | 0 | 0 | 0 | 0 | 0
6199 | 6352 | 0 | 0.0716 | 0 | 99999 | 99999 | 99999 | 1 | 0 | 1 | -360 | 360 | 0 | 0 | 0 | 0 | 0 | 0 | 0 | 0
6199 | 7406 | 0 | 0.30998 | 0 | 99999 | 99999 | 99999 | 1 | 0 | 1 | -360 | 360 | 0 | 0 | 0 | 0 | 0 | 0 | 0 | 0
6199 | 6349 | 0 | 0.22303 | 0 | 99999 | 99999 | 99999 | 1 | 0 | 1 | -360 | 360 | 0 | 0 | 0 | 0 | 0 | 0 | 0 | 0
6199 | 6335 | 0 | 0.41672 | 0 | 99999 | 99999 | 99999 | 1 | 0 | 1 | -360 | 360 | 0 | 0 | 0 | 0 | 0 | 0 | 0 | 0
6199 | 6275 | 0 | 0.54991 | 0 | 99999 | 99999 | 99999 | 1 | 0 | 1 | -360 | 360 | 0 | 0 | 0 | 0 | 0 | 0 | 0 | 0
6199 | 6288 | 0 | 0.05703 | 0 | 99999 | 99999 | 99999 | 1 | 0 | 1 | -360 | 360 | 0 | 0 | 0 | 0 | 0 | 0 | 0 | 0
6199 | 6302 | 0 | 0.63253 | 0 | 99999 | 99999 | 99999 | 1 | 0 | 1 | -360 | 360 | 0 | 0 | 0 | 0 | 0 | 0 | 0 | 0
6199 | 6280 | 0 | 0.7249 | 0 | 99999 | 99999 | 99999 | 1 | 0 | 1 | -360 | 360 | 0 | 0 | 0 | 0 | 0 | 0 | 0 | 0
6199 | 6241 | 0 | 0.29632 | 0 | 99999 | 99999 | 99999 | 1 | 0 | 1 | -360 | 360 | 0 | 0 | 0 | 0 | 0 | 0 | 0 | 0
6203 | 6236 | 0 | 0.21687 | 0 | 99999 | 99999 | 99999 | 1 | 0 | 1 | -360 | 360 | 0 | 0 | 0 | 0 | 0 | 0 | 0 | 0
6203 | 6275 | 0 | 0.21061 | 0 | 99999 | 99999 | 99999 | 1 | 0 | 1 | -360 | 360 | 0 | 0 | 0 | 0 | 0 | 0 | 0 | 0
6203 | 6288 | 0 | 0.051985 | 0 | 99999 | 99999 | 99999 | 1 | 0 | 1 | -360 | 360 | 0 | 0 | 0 | 0 | 0 | 0 | 0 | 0
6205 | 6238 | 0 | 0.73458 | 0 | 99999 | 99999 | 99999 | 1 | 0 | 1 | -360 | 360 | 0 | 0 | 0 | 0 | 0 | 0 | 0 | 0
6208 | 6224 | 0 | 0.034979 | 0 | 99999 | 99999 | 99999 | 1 | 0 | 1 | -360 | 360 | 0 | 0 | 0 | 0 | 0 | 0 | 0 | 0
6208 | 6344 | 0 | 0.058887 | 0 | 99999 | 99999 | 99999 | 1 | 0 | 1 | -360 | 360 | 0 | 0 | 0 | 0 | 0 | 0 | 0 | 0
6208 | 6349 | 0 | 0.73155 | 0 | 99999 | 99999 | 99999 | 1 | 0 | 1 | -360 | 360 | 0 | 0 | 0 | 0 | 0 | 0 | 0 | 0
6214 | 6349 | 0 | 0.074503 | 0 | 99999 | 99999 | 99999 | 1 | 0 | 1 | -360 | 360 | 0 | 0 | 0 | 0 | 0 | 0 | 0 | 0
6214 | 6295 | 0 | 0.51507 | 0 | 99999 | 99999 | 99999 | 1 | 0 | 1 | -360 | 360 | 0 | 0 | 0 | 0 | 0 | 0 | 0 | 0
6223 | 6238 | 0 | 0.017592 | 0 | 99999 | 99999 | 99999 | 1 | 0 | 1 | -360 | 360 | 0 | 0 | 0 | 0 | 0 | 0 | 0 | 0
6223 | 6330 | 0 | 0.076834 | 0 | 99999 | 99999 | 99999 | 1 | 0 | 1 | -360 | 360 | 0 | 0 | 0 | 0 | 0 | 0 | 0 | 0
6223 | 6355 | 0 | 0.22127 | 0 | 99999 | 99999 | 99999 | 1 | 0 | 1 | -360 | 360 | 0 | 0 | 0 | 0 | 0 | 0 | 0 | 0
6223 | 6344 | 0 | 0.298 | 0 | 99999 | 99999 | 99999 | 1 | 0 | 1 | -360 | 360 | 0 | 0 | 0 | 0 | 0 | 0 | 0 | 0
6223 | 6349 | 0 | 0.037471 | 0 | 99999 | 99999 | 99999 | 1 | 0 | 1 | -360 | 360 | 0 | 0 | 0 | 0 | 0 | 0 | 0 | 0
6223 | 6295 | 0 | 0.13999 | 0 | 99999 | 99999 | 99999 | 1 | 0 | 1 | -360 | 360 | 0 | 0 | 0 | 0 | 0 | 0 | 0 | 0
6223 | 6230 | 0 | 0.19158 | 0 | 99999 | 99999 | 99999 | 1 | 0 | 1 | -360 | 360 | 0 | 0 | 0 | 0 | 0 | 0 | 0 | 0
6223 | 6278 | 0 | 0.53416 | 0 | 99999 | 99999 | 99999 | 1 | 0 | 1 | -360 | 360 | 0 | 0 | 0 | 0 | 0 | 0 | 0 | 0
6223 | 6224 | 0 | 0.43916 | 0 | 99999 | 99999 | 99999 | 1 | 0 | 1 | -360 | 360 | 0 | 0 | 0 | 0 | 0 | 0 | 0 | 0
6224 | 6349 | 0 | 0.34474 | 0 | 99999 | 99999 | 99999 | 1 | 0 | 1 | -360 | 360 | 0 | 0 | 0 | 0 | 0 | 0 | 0 | 0
6224 | 6238 | 0 | 0.50617 | 0 | 99999 | 99999 | 99999 | 1 | 0 | 1 | -360 | 360 | 0 | 0 | 0 | 0 | 0 | 0 | 0 | 0
6230 | 6349 | 0 | 0.21862 | 0 | 99999 | 99999 | 99999 | 1 | 0 | 1 | -360 | 360 | 0 | 0 | 0 | 0 | 0 | 0 | 0 | 0
6230 | 6302 | 0 | 0.39238 | 0 | 99999 | 99999 | 99999 | 1 | 0 | 1 | -360 | 360 | 0 | 0 | 0 | 0 | 0 | 0 | 0 | 0
6230 | 6278 | 0 | 0.11771 | 0 | 99999 | 99999 | 99999 | 1 | 0 | 1 | -360 | 360 | 0 | 0 | 0 | 0 | 0 | 0 | 0 | 0
6230 | 6280 | 0 | 0.57129 | 0 | 99999 | 99999 | 99999 | 1 | 0 | 1 | -360 | 360 | 0 | 0 | 0 | 0 | 0 | 0 | 0 | 0
6236 | 6335 | 0 | 0.019997 | 0 | 99999 | 99999 | 99999 | 1 | 0 | 1 | -360 | 360 | 0 | 0 | 0 | 0 | 0 | 0 | 0 | 0
6236 | 7406 | 0 | 0.44762 | 0 | 99999 | 99999 | 99999 | 1 | 0 | 1 | -360 | 360 | 0 | 0 | 0 | 0 | 0 | 0 | 0 | 0
6236 | 6349 | 0 | 0.34004 | 0 | 99999 | 99999 | 99999 | 1 | 0 | 1 | -360 | 360 | 0 | 0 | 0 | 0 | 0 | 0 | 0 | 0
6236 | 6275 | 0 | 0.64146 | 0 | 99999 | 99999 | 99999 | 1 | 0 | 1 | -360 | 360 | 0 | 0 | 0 | 0 | 0 | 0 | 0 | 0
6236 | 6288 | 0 | 0.2862 | 0 | 99999 | 99999 | 99999 | 1 | 0 | 1 | -360 | 360 | 0 | 0 | 0 | 0 | 0 | 0 | 0 | 0
6238 | 6330 | 0 | 0.067701 | 0 | 99999 | 99999 | 99999 | 1 | 0 | 1 | -360 | 360 | 0 | 0 | 0 | 0 | 0 | 0 | 0 | 0
6238 | 6349 | 0 | 0.47978 | 0 | 99999 | 99999 | 99999 | 1 | 0 | 1 | -360 | 360 | 0 | 0 | 0 | 0 | 0 | 0 | 0 | 0
6241 | 7406 | 0 | 0.36963 | 0 | 99999 | 99999 | 99999 | 1 | 0 | 1 | -360 | 360 | 0 | 0 | 0 | 0 | 0 | 0 | 0 | 0
6241 | 6288 | 0 | 0.34292 | 0 | 99999 | 99999 | 99999 | 1 | 0 | 1 | -360 | 360 | 0 | 0 | 0 | 0 | 0 | 0 | 0 | 0
6275 | 6288 | 0 | 0.10167 | 0 | 99999 | 99999 | 99999 | 1 | 0 | 1 | -360 | 360 | 0 | 0 | 0 | 0 | 0 | 0 | 0 | 0
6278 | 6349 | 0 | 0.60726 | 0 | 99999 | 99999 | 99999 | 1 | 0 | 1 | -360 | 360 | 0 | 0 | 0 | 0 | 0 | 0 | 0 | 0
6278 | 6280 | 0 | 0.49935 | 0 | 99999 | 99999 | 99999 | 1 | 0 | 1 | -360 | 360 | 0 | 0 | 0 | 0 | 0 | 0 | 0 | 0
6280 | 7406 | 0 | 0.5743 | 0 | 99999 | 99999 | 99999 | 1 | 0 | 1 | -360 | 360 | 0 | 0 | 0 | 0 | 0 | 0 | 0 | 0
6280 | 6349 | 0 | 0.44196 | 0 | 99999 | 99999 | 99999 | 1 | 0 | 1 | -360 | 360 | 0 | 0 | 0 | 0 | 0 | 0 | 0 | 0
6280 | 6302 | 0 | 0.57276 | 0 | 99999 | 99999 | 99999 | 1 | 0 | 1 | -360 | 360 | 0 | 0 | 0 | 0 | 0 | 0 | 0 | 0
6288 | 7406 | 0 | 0.611 | 0 | 99999 | 99999 | 99999 | 1 | 0 | 1 | -360 | 360 | 0 | 0 | 0 | 0 | 0 | 0 | 0 | 0
6295 | 8155 | 0 | 0.39307 | 0 | 99999 | 99999 | 99999 | 1 | 0 | 1 | -360 | 360 | 0 | 0 | 0 | 0 | 0 | 0 | 0 | 0
6295 | 6344 | 0 | 0.58438 | 0 | 99999 | 99999 | 99999 | 1 | 0 | 1 | -360 | 360 | 0 | 0 | 0 | 0 | 0 | 0 | 0 | 0
6295 | 6349 | 0 | 0.02756 | 0 | 99999 | 99999 | 99999 | 1 | 0 | 1 | -360 | 360 | 0 | 0 | 0 | 0 | 0 | 0 | 0 | 0
6302 | 7406 | 0 | 0.52118 | 0 | 99999 | 99999 | 99999 | 1 | 0 | 1 | -360 | 360 | 0 | 0 | 0 | 0 | 0 | 0 | 0 | 0
6302 | 6349 | 0 | 0.25965 | 0 | 99999 | 99999 | 99999 | 1 | 0 | 1 | -360 | 360 | 0 | 0 | 0 | 0 | 0 | 0 | 0 | 0
6344 | 8155 | 0 | 0.39512 | 0 | 99999 | 99999 | 99999 | 1 | 0 | 1 | -360 | 360 | 0 | 0 | 0 | 0 | 0 | 0 | 0 | 0
6344 | 6355 | 0 | 0.062652 | 0 | 99999 | 99999 | 99999 | 1 | 0 | 1 | -360 | 360 | 0 | 0 | 0 | 0 | 0 | 0 | 0 | 0
6344 | 6349 | 0 | 0.053095 | 0 | 99999 | 99999 | 99999 | 1 | 0 | 1 | -360 | 360 | 0 | 0 | 0 | 0 | 0 | 0 | 0 | 0
6349 | 8087 | 0 | 0.66155 | 0 | 99999 | 99999 | 99999 | 1 | 0 | 1 | -360 | 360 | 0 | 0 | 0 | 0 | 0 | 0 | 0 | 0
6349 | 8155 | 0 | 0.2017 | 0 | 99999 | 99999 | 99999 | 1 | 0 | 1 | -360 | 360 | 0 | 0 | 0 | 0 | 0 | 0 | 0 | 0
6349 | 7406 | 0 | 0.37016 | 0 | 99999 | 99999 | 99999 | 1 | 0 | 1 | -360 | 360 | 0 | 0 | 0 | 0 | 0 | 0 | 0 | 0
6349 | 6355 | 0 | 0.083602 | 0 | 99999 | 99999 | 99999 | 1 | 0 | 1 | -360 | 360 | 0 | 0 | 0 | 0 | 0 | 0 | 0 | 0
7001 | 7406 | 0 | 0.098654 | 0 | 99999 | 99999 | 99999 | 1 | 0 | 1 | -360 | 360 | 0 | 0 | 0 | 0 | 0 | 0 | 0 | 0
7004 | 7428 | 0 | 0.27484 | 0 | 99999 | 99999 | 99999 | 1 | 0 | 1 | -360 | 360 | 0 | 0 | 0 | 0 | 0 | 0 | 0 | 0
7004 | 7422 | 0 | 0.11393 | 0 | 99999 | 99999 | 99999 | 1 | 0 | 1 | -360 | 360 | 0 | 0 | 0 | 0 | 0 | 0 | 0 | 0
7004 | 7052 | 0 | 0.49216 | 0 | 99999 | 99999 | 99999 | 1 | 0 | 1 | -360 | 360 | 0 | 0 | 0 | 0 | 0 | 0 | 0 | 0
7004 | 7185 | 0 | 0.71533 | 0 | 99999 | 99999 | 99999 | 1 | 0 | 1 | -360 | 360 | 0 | 0 | 0 | 0 | 0 | 0 | 0 | 0
7004 | 7124 | 0 | 0.37484 | 0 | 99999 | 99999 | 99999 | 1 | 0 | 1 | -360 | 360 | 0 | 0 | 0 | 0 | 0 | 0 | 0 | 0
7004 | 7257 | 0 | 0.20372 | 0 | 99999 | 99999 | 99999 | 1 | 0 | 1 | -360 | 360 | 0 | 0 | 0 | 0 | 0 | 0 | 0 | 0
7004 | 7389 | 0 | 0.67105 | 0 | 99999 | 99999 | 99999 | 1 | 0 | 1 | -360 | 360 | 0 | 0 | 0 | 0 | 0 | 0 | 0 | 0
7004 | 7259 | 0 | 0.73111 | 0 | 99999 | 99999 | 99999 | 1 | 0 | 1 | -360 | 360 | 0 | 0 | 0 | 0 | 0 | 0 | 0 | 0
7004 | 7400 | 0 | 0.038033 | 0 | 99999 | 99999 | 99999 | 1 | 0 | 1 | -360 | 360 | 0 | 0 | 0 | 0 | 0 | 0 | 0 | 0
7004 | 7330 | 0 | 0.37593 | 0 | 99999 | 99999 | 99999 | 1 | 0 | 1 | -360 | 360 | 0 | 0 | 0 | 0 | 0 | 0 | 0 | 0
7004 | 7279 | 0 | 0.729 | 0 | 99999 | 99999 | 99999 | 1 | 0 | 1 | -360 | 360 | 0 | 0 | 0 | 0 | 0 | 0 | 0 | 0
7004 | 7318 | 0 | 0.22927 | 0 | 99999 | 99999 | 99999 | 1 | 0 | 1 | -360 | 360 | 0 | 0 | 0 | 0 | 0 | 0 | 0 | 0
7004 | 7051 | 0 | 0.7451 | 0 | 99999 | 99999 | 99999 | 1 | 0 | 1 | -360 | 360 | 0 | 0 | 0 | 0 | 0 | 0 | 0 | 0
7004 | 7338 | 0 | 0.027727 | 0 | 99999 | 99999 | 99999 | 1 | 0 | 1 | -360 | 360 | 0 | 0 | 0 | 0 | 0 | 0 | 0 | 0
7004 | 7260 | 0 | 0.70985 | 0 | 99999 | 99999 | 99999 | 1 | 0 | 1 | -360 | 360 | 0 | 0 | 0 | 0 | 0 | 0 | 0 | 0
7004 | 7283 | 0 | 0.70448 | 0 | 99999 | 99999 | 99999 | 1 | 0 | 1 | -360 | 360 | 0 | 0 | 0 | 0 | 0 | 0 | 0 | 0
7004 | 7138 | 0 | 0.11757 | 0 | 99999 | 99999 | 99999 | 1 | 0 | 1 | -360 | 360 | 0 | 0 | 0 | 0 | 0 | 0 | 0 | 0
7004 | 7127 | 0 | 0.45475 | 0 | 99999 | 99999 | 99999 | 1 | 0 | 1 | -360 | 360 | 0 | 0 | 0 | 0 | 0 | 0 | 0 | 0
7004 | 7084 | 0 | 0.2586 | 0 | 99999 | 99999 | 99999 | 1 | 0 | 1 | -360 | 360 | 0 | 0 | 0 | 0 | 0 | 0 | 0 | 0
7004 | 7174 | 0 | 0.34982 | 0 | 99999 | 99999 | 99999 | 1 | 0 | 1 | -360 | 360 | 0 | 0 | 0 | 0 | 0 | 0 | 0 | 0
7004 | 7208 | 0 | 0.22301 | 0 | 99999 | 99999 | 99999 | 1 | 0 | 1 | -360 | 360 | 0 | 0 | 0 | 0 | 0 | 0 | 0 | 0
7010 | 7235 | 0 | 0.15837 | 0 | 99999 | 99999 | 99999 | 1 | 0 | 1 | -360 | 360 | 0 | 0 | 0 | 0 | 0 | 0 | 0 | 0
7010 | 7246 | 0 | 0.24869 | 0 | 99999 | 99999 | 99999 | 1 | 0 | 1 | -360 | 360 | 0 | 0 | 0 | 0 | 0 | 0 | 0 | 0
7010 | 7389 | 0 | 0.76775 | 0 | 99999 | 99999 | 99999 | 1 | 0 | 1 | -360 | 360 | 0 | 0 | 0 | 0 | 0 | 0 | 0 | 0
7012 | 7336 | 0 | 0.59431 | 0 | 99999 | 99999 | 99999 | 1 | 0 | 1 | -360 | 360 | 0 | 0 | 0 | 0 | 0 | 0 | 0 | 0
7012 | 7069 | 0 | 0.70483 | 0 | 99999 | 99999 | 99999 | 1 | 0 | 1 | -360 | 360 | 0 | 0 | 0 | 0 | 0 | 0 | 0 | 0
7012 | 7049 | 0 | 0.45331 | 0 | 99999 | 99999 | 99999 | 1 | 0 | 1 | -360 | 360 | 0 | 0 | 0 | 0 | 0 | 0 | 0 | 0
7017 | 7336 | 0 | 0.3874 | 0 | 99999 | 99999 | 99999 | 1 | 0 | 1 | -360 | 360 | 0 | 0 | 0 | 0 | 0 | 0 | 0 | 0
7017 | 7052 | 0 | 0.17704 | 0 | 99999 | 99999 | 99999 | 1 | 0 | 1 | -360 | 360 | 0 | 0 | 0 | 0 | 0 | 0 | 0 | 0
7017 | 7101 | 0 | 0.18448 | 0 | 99999 | 99999 | 99999 | 1 | 0 | 1 | -360 | 360 | 0 | 0 | 0 | 0 | 0 | 0 | 0 | 0
7017 | 7124 | 0 | 0.24608 | 0 | 99999 | 99999 | 99999 | 1 | 0 | 1 | -360 | 360 | 0 | 0 | 0 | 0 | 0 | 0 | 0 | 0
7017 | 7330 | 0 | 0.09781 | 0 | 99999 | 99999 | 99999 | 1 | 0 | 1 | -360 | 360 | 0 | 0 | 0 | 0 | 0 | 0 | 0 | 0
7017 | 7248 | 0 | 0.13226 | 0 | 99999 | 99999 | 99999 | 1 | 0 | 1 | -360 | 360 | 0 | 0 | 0 | 0 | 0 | 0 | 0 | 0
7017 | 7427 | 0 | 0.065527 | 0 | 99999 | 99999 | 99999 | 1 | 0 | 1 | -360 | 360 | 0 | 0 | 0 | 0 | 0 | 0 | 0 | 0
7017 | 7225 | 0 | 0.37951 | 0 | 99999 | 99999 | 99999 | 1 | 0 | 1 | -360 | 360 | 0 | 0 | 0 | 0 | 0 | 0 | 0 | 0
7017 | 7049 | 0 | 0.1225 | 0 | 99999 | 99999 | 99999 | 1 | 0 | 1 | -360 | 360 | 0 | 0 | 0 | 0 | 0 | 0 | 0 | 0
7017 | 7221 | 0 | 0.081897 | 0 | 99999 | 99999 | 99999 | 1 | 0 | 1 | -360 | 360 | 0 | 0 | 0 | 0 | 0 | 0 | 0 | 0
7017 | 7051 | 0 | 0.5404 | 0 | 99999 | 99999 | 99999 | 1 | 0 | 1 | -360 | 360 | 0 | 0 | 0 | 0 | 0 | 0 | 0 | 0
7017 | 7338 | 0 | 0.65599 | 0 | 99999 | 99999 | 99999 | 1 | 0 | 1 | -360 | 360 | 0 | 0 | 0 | 0 | 0 | 0 | 0 | 0
7024 | 7406 | 0 | 0.028426 | 0 | 99999 | 99999 | 99999 | 1 | 0 | 1 | -360 | 360 | 0 | 0 | 0 | 0 | 0 | 0 | 0 | 0
7024 | 7045 | 0 | 0.15774 | 0 | 99999 | 99999 | 99999 | 1 | 0 | 1 | -360 | 360 | 0 | 0 | 0 | 0 | 0 | 0 | 0 | 0
7039 | 7428 | 0 | 0.20962 | 0 | 99999 | 99999 | 99999 | 1 | 0 | 1 | -360 | 360 | 0 | 0 | 0 | 0 | 0 | 0 | 0 | 0
7039 | 7422 | 0 | 0.48566 | 0 | 99999 | 99999 | 99999 | 1 | 0 | 1 | -360 | 360 | 0 | 0 | 0 | 0 | 0 | 0 | 0 | 0
7039 | 7185 | 0 | 0.35463 | 0 | 99999 | 99999 | 99999 | 1 | 0 | 1 | -360 | 360 | 0 | 0 | 0 | 0 | 0 | 0 | 0 | 0
7039 | 7410 | 0 | 0.15192 | 0 | 99999 | 99999 | 99999 | 1 | 0 | 1 | -360 | 360 | 0 | 0 | 0 | 0 | 0 | 0 | 0 | 0
7039 | 7389 | 0 | 0.55847 | 0 | 99999 | 99999 | 99999 | 1 | 0 | 1 | -360 | 360 | 0 | 0 | 0 | 0 | 0 | 0 | 0 | 0
7039 | 7400 | 0 | 0.16644 | 0 | 99999 | 99999 | 99999 | 1 | 0 | 1 | -360 | 360 | 0 | 0 | 0 | 0 | 0 | 0 | 0 | 0
7039 | 7049 | 0 | 0.42099 | 0 | 99999 | 99999 | 99999 | 1 | 0 | 1 | -360 | 360 | 0 | 0 | 0 | 0 | 0 | 0 | 0 | 0
7039 | 7127 | 0 | 0.058346 | 0 | 99999 | 99999 | 99999 | 1 | 0 | 1 | -360 | 360 | 0 | 0 | 0 | 0 | 0 | 0 | 0 | 0
7039 | 7343 | 0 | 0.63834 | 0 | 99999 | 99999 | 99999 | 1 | 0 | 1 | -360 | 360 | 0 | 0 | 0 | 0 | 0 | 0 | 0 | 0
7039 | 7229 | 0 | 0.22599 | 0 | 99999 | 99999 | 99999 | 1 | 0 | 1 | -360 | 360 | 0 | 0 | 0 | 0 | 0 | 0 | 0 | 0
7039 | 7353 | 0 | 0.54349 | 0 | 99999 | 99999 | 99999 | 1 | 0 | 1 | -360 | 360 | 0 | 0 | 0 | 0 | 0 | 0 | 0 | 0
7045 | 7406 | 0 | 0.041427 | 0 | 99999 | 99999 | 99999 | 1 | 0 | 1 | -360 | 360 | 0 | 0 | 0 | 0 | 0 | 0 | 0 | 0
7049 | 7428 | 0 | 0.20823 | 0 | 99999 | 99999 | 99999 | 1 | 0 | 1 | -360 | 360 | 0 | 0 | 0 | 0 | 0 | 0 | 0 | 0
7049 | 7422 | 0 | 0.33531 | 0 | 99999 | 99999 | 99999 | 1 | 0 | 1 | -360 | 360 | 0 | 0 | 0 | 0 | 0 | 0 | 0 | 0
7049 | 7235 | 0 | 0.030562 | 0 | 99999 | 99999 | 99999 | 1 | 0 | 1 | -360 | 360 | 0 | 0 | 0 | 0 | 0 | 0 | 0 | 0
7049 | 7124 | 0 | 0.77165 | 0 | 99999 | 99999 | 99999 | 1 | 0 | 1 | -360 | 360 | 0 | 0 | 0 | 0 | 0 | 0 | 0 | 0
7049 | 7410 | 0 | 0.27601 | 0 | 99999 | 99999 | 99999 | 1 | 0 | 1 | -360 | 360 | 0 | 0 | 0 | 0 | 0 | 0 | 0 | 0
7049 | 7389 | 0 | 0.34031 | 0 | 99999 | 99999 | 99999 | 1 | 0 | 1 | -360 | 360 | 0 | 0 | 0 | 0 | 0 | 0 | 0 | 0
7049 | 7400 | 0 | 0.16232 | 0 | 99999 | 99999 | 99999 | 1 | 0 | 1 | -360 | 360 | 0 | 0 | 0 | 0 | 0 | 0 | 0 | 0
7049 | 7427 | 0 | 0.16849 | 0 | 99999 | 99999 | 99999 | 1 | 0 | 1 | -360 | 360 | 0 | 0 | 0 | 0 | 0 | 0 | 0 | 0
7049 | 7170 | 0 | 0.53439 | 0 | 99999 | 99999 | 99999 | 1 | 0 | 1 | -360 | 360 | 0 | 0 | 0 | 0 | 0 | 0 | 0 | 0
7049 | 7127 | 0 | 0.2717 | 0 | 99999 | 99999 | 99999 | 1 | 0 | 1 | -360 | 360 | 0 | 0 | 0 | 0 | 0 | 0 | 0 | 0
7049 | 7343 | 0 | 0.59073 | 0 | 99999 | 99999 | 99999 | 1 | 0 | 1 | -360 | 360 | 0 | 0 | 0 | 0 | 0 | 0 | 0 | 0
7049 | 7229 | 0 | 0.069288 | 0 | 99999 | 99999 | 99999 | 1 | 0 | 1 | -360 | 360 | 0 | 0 | 0 | 0 | 0 | 0 | 0 | 0
7051 | 7124 | 0 | 0.10072 | 0 | 99999 | 99999 | 99999 | 1 | 0 | 1 | -360 | 360 | 0 | 0 | 0 | 0 | 0 | 0 | 0 | 0
7051 | 7259 | 0 | 0.52117 | 0 | 99999 | 99999 | 99999 | 1 | 0 | 1 | -360 | 360 | 0 | 0 | 0 | 0 | 0 | 0 | 0 | 0
7051 | 7400 | 0 | 0.12651 | 0 | 99999 | 99999 | 99999 | 1 | 0 | 1 | -360 | 360 | 0 | 0 | 0 | 0 | 0 | 0 | 0 | 0
7051 | 7330 | 0 | 0.13783 | 0 | 99999 | 99999 | 99999 | 1 | 0 | 1 | -360 | 360 | 0 | 0 | 0 | 0 | 0 | 0 | 0 | 0
7051 | 7248 | 0 | 0.6188 | 0 | 99999 | 99999 | 99999 | 1 | 0 | 1 | -360 | 360 | 0 | 0 | 0 | 0 | 0 | 0 | 0 | 0
7051 | 7225 | 0 | 0.37395 | 0 | 99999 | 99999 | 99999 | 1 | 0 | 1 | -360 | 360 | 0 | 0 | 0 | 0 | 0 | 0 | 0 | 0
7051 | 7157 | 0 | 0.45527 | 0 | 99999 | 99999 | 99999 | 1 | 0 | 1 | -360 | 360 | 0 | 0 | 0 | 0 | 0 | 0 | 0 | 0
7051 | 7178 | 0 | 0.046078 | 0 | 99999 | 99999 | 99999 | 1 | 0 | 1 | -360 | 360 | 0 | 0 | 0 | 0 | 0 | 0 | 0 | 0
7051 | 7318 | 0 | 0.49087 | 0 | 99999 | 99999 | 99999 | 1 | 0 | 1 | -360 | 360 | 0 | 0 | 0 | 0 | 0 | 0 | 0 | 0
7051 | 7145 | 0 | 0.10606 | 0 | 99999 | 99999 | 99999 | 1 | 0 | 1 | -360 | 360 | 0 | 0 | 0 | 0 | 0 | 0 | 0 | 0
7051 | 7181 | 0 | 0.65367 | 0 | 99999 | 99999 | 99999 | 1 | 0 | 1 | -360 | 360 | 0 | 0 | 0 | 0 | 0 | 0 | 0 | 0
7051 | 7338 | 0 | 0.15357 | 0 | 99999 | 99999 | 99999 | 1 | 0 | 1 | -360 | 360 | 0 | 0 | 0 | 0 | 0 | 0 | 0 | 0
7051 | 7387 | 0 | 0.55807 | 0 | 99999 | 99999 | 99999 | 1 | 0 | 1 | -360 | 360 | 0 | 0 | 0 | 0 | 0 | 0 | 0 | 0
7051 | 7260 | 0 | 0.052747 | 0 | 99999 | 99999 | 99999 | 1 | 0 | 1 | -360 | 360 | 0 | 0 | 0 | 0 | 0 | 0 | 0 | 0
7051 | 7404 | 0 | 0.52469 | 0 | 99999 | 99999 | 99999 | 1 | 0 | 1 | -360 | 360 | 0 | 0 | 0 | 0 | 0 | 0 | 0 | 0
7051 | 7283 | 0 | 0.42651 | 0 | 99999 | 99999 | 99999 | 1 | 0 | 1 | -360 | 360 | 0 | 0 | 0 | 0 | 0 | 0 | 0 | 0
7052 | 7336 | 0 | 0.2688 | 0 | 99999 | 99999 | 99999 | 1 | 0 | 1 | -360 | 360 | 0 | 0 | 0 | 0 | 0 | 0 | 0 | 0
7052 | 7101 | 0 | 0.15636 | 0 | 99999 | 99999 | 99999 | 1 | 0 | 1 | -360 | 360 | 0 | 0 | 0 | 0 | 0 | 0 | 0 | 0
7052 | 7185 | 0 | 0.11428 | 0 | 99999 | 99999 | 99999 | 1 | 0 | 1 | -360 | 360 | 0 | 0 | 0 | 0 | 0 | 0 | 0 | 0
7052 | 7124 | 0 | 0.41674 | 0 | 99999 | 99999 | 99999 | 1 | 0 | 1 | -360 | 360 | 0 | 0 | 0 | 0 | 0 | 0 | 0 | 0
7052 | 7257 | 0 | 0.54205 | 0 | 99999 | 99999 | 99999 | 1 | 0 | 1 | -360 | 360 | 0 | 0 | 0 | 0 | 0 | 0 | 0 | 0
7052 | 7400 | 0 | 0.26613 | 0 | 99999 | 99999 | 99999 | 1 | 0 | 1 | -360 | 360 | 0 | 0 | 0 | 0 | 0 | 0 | 0 | 0
7052 | 7330 | 0 | 0.24172 | 0 | 99999 | 99999 | 99999 | 1 | 0 | 1 | -360 | 360 | 0 | 0 | 0 | 0 | 0 | 0 | 0 | 0
7052 | 7248 | 0 | 0.3714 | 0 | 99999 | 99999 | 99999 | 1 | 0 | 1 | -360 | 360 | 0 | 0 | 0 | 0 | 0 | 0 | 0 | 0
7052 | 7338 | 0 | 0.25864 | 0 | 99999 | 99999 | 99999 | 1 | 0 | 1 | -360 | 360 | 0 | 0 | 0 | 0 | 0 | 0 | 0 | 0
7052 | 7127 | 0 | 0.36513 | 0 | 99999 | 99999 | 99999 | 1 | 0 | 1 | -360 | 360 | 0 | 0 | 0 | 0 | 0 | 0 | 0 | 0
7052 | 7353 | 0 | 0.36303 | 0 | 99999 | 99999 | 99999 | 1 | 0 | 1 | -360 | 360 | 0 | 0 | 0 | 0 | 0 | 0 | 0 | 0
7057 | 7102 | 0 | 0.1117 | 0 | 99999 | 99999 | 99999 | 1 | 0 | 1 | -360 | 360 | 0 | 0 | 0 | 0 | 0 | 0 | 0 | 0
7057 | 7389 | 0 | 0.12306 | 0 | 99999 | 99999 | 99999 | 1 | 0 | 1 | -360 | 360 | 0 | 0 | 0 | 0 | 0 | 0 | 0 | 0
7057 | 7400 | 0 | 0.48057 | 0 | 99999 | 99999 | 99999 | 1 | 0 | 1 | -360 | 360 | 0 | 0 | 0 | 0 | 0 | 0 | 0 | 0
7057 | 7157 | 0 | 0.067016 | 0 | 99999 | 99999 | 99999 | 1 | 0 | 1 | -360 | 360 | 0 | 0 | 0 | 0 | 0 | 0 | 0 | 0
7057 | 7201 | 0 | 0.66735 | 0 | 99999 | 99999 | 99999 | 1 | 0 | 1 | -360 | 360 | 0 | 0 | 0 | 0 | 0 | 0 | 0 | 0
7069 | 7406 | 0 | 0.528 | 0 | 99999 | 99999 | 99999 | 1 | 0 | 1 | -360 | 360 | 0 | 0 | 0 | 0 | 0 | 0 | 0 | 0
7069 | 7127 | 0 | 0.59846 | 0 | 99999 | 99999 | 99999 | 1 | 0 | 1 | -360 | 360 | 0 | 0 | 0 | 0 | 0 | 0 | 0 | 0
7069 | 7397 | 0 | 0.31494 | 0 | 99999 | 99999 | 99999 | 1 | 0 | 1 | -360 | 360 | 0 | 0 | 0 | 0 | 0 | 0 | 0 | 0
7069 | 7311 | 0 | 0.34375 | 0 | 99999 | 99999 | 99999 | 1 | 0 | 1 | -360 | 360 | 0 | 0 | 0 | 0 | 0 | 0 | 0 | 0
7072 | 7317 | 0 | 0.38292 | 0 | 99999 | 99999 | 99999 | 1 | 0 | 1 | -360 | 360 | 0 | 0 | 0 | 0 | 0 | 0 | 0 | 0
7072 | 7422 | 0 | 0.49721 | 0 | 99999 | 99999 | 99999 | 1 | 0 | 1 | -360 | 360 | 0 | 0 | 0 | 0 | 0 | 0 | 0 | 0
7072 | 7074 | 0 | 0.18289 | 0 | 99999 | 99999 | 99999 | 1 | 0 | 1 | -360 | 360 | 0 | 0 | 0 | 0 | 0 | 0 | 0 | 0
7072 | 7259 | 0 | 0.10005 | 0 | 99999 | 99999 | 99999 | 1 | 0 | 1 | -360 | 360 | 0 | 0 | 0 | 0 | 0 | 0 | 0 | 0
7074 | 7428 | 0 | 0.60966 | 0 | 99999 | 99999 | 99999 | 1 | 0 | 1 | -360 | 360 | 0 | 0 | 0 | 0 | 0 | 0 | 0 | 0
7074 | 7317 | 0 | 0.6499 | 0 | 99999 | 99999 | 99999 | 1 | 0 | 1 | -360 | 360 | 0 | 0 | 0 | 0 | 0 | 0 | 0 | 0
7074 | 7422 | 0 | 0.28953 | 0 | 99999 | 99999 | 99999 | 1 | 0 | 1 | -360 | 360 | 0 | 0 | 0 | 0 | 0 | 0 | 0 | 0
7074 | 7400 | 0 | 0.40937 | 0 | 99999 | 99999 | 99999 | 1 | 0 | 1 | -360 | 360 | 0 | 0 | 0 | 0 | 0 | 0 | 0 | 0
7074 | 7279 | 0 | 0.34324 | 0 | 99999 | 99999 | 99999 | 1 | 0 | 1 | -360 | 360 | 0 | 0 | 0 | 0 | 0 | 0 | 0 | 0
7074 | 7084 | 0 | 0.43294 | 0 | 99999 | 99999 | 99999 | 1 | 0 | 1 | -360 | 360 | 0 | 0 | 0 | 0 | 0 | 0 | 0 | 0
7075 | 7317 | 0 | 0.21522 | 0 | 99999 | 99999 | 99999 | 1 | 0 | 1 | -360 | 360 | 0 | 0 | 0 | 0 | 0 | 0 | 0 | 0
7075 | 7257 | 0 | 0.21205 | 0 | 99999 | 99999 | 99999 | 1 | 0 | 1 | -360 | 360 | 0 | 0 | 0 | 0 | 0 | 0 | 0 | 0
7075 | 7259 | 0 | 0.1205 | 0 | 99999 | 99999 | 99999 | 1 | 0 | 1 | -360 | 360 | 0 | 0 | 0 | 0 | 0 | 0 | 0 | 0
7075 | 7400 | 0 | 0.7774 | 0 | 99999 | 99999 | 99999 | 1 | 0 | 1 | -360 | 360 | 0 | 0 | 0 | 0 | 0 | 0 | 0 | 0
7075 | 7283 | 0 | 0.5002 | 0 | 99999 | 99999 | 99999 | 1 | 0 | 1 | -360 | 360 | 0 | 0 | 0 | 0 | 0 | 0 | 0 | 0
7075 | 7174 | 0 | 0.11439 | 0 | 99999 | 99999 | 99999 | 1 | 0 | 1 | -360 | 360 | 0 | 0 | 0 | 0 | 0 | 0 | 0 | 0
7084 | 7428 | 0 | 0.50832 | 0 | 99999 | 99999 | 99999 | 1 | 0 | 1 | -360 | 360 | 0 | 0 | 0 | 0 | 0 | 0 | 0 | 0
7084 | 7317 | 0 | 0.27145 | 0 | 99999 | 99999 | 99999 | 1 | 0 | 1 | -360 | 360 | 0 | 0 | 0 | 0 | 0 | 0 | 0 | 0
7084 | 7422 | 0 | 0.089284 | 0 | 99999 | 99999 | 99999 | 1 | 0 | 1 | -360 | 360 | 0 | 0 | 0 | 0 | 0 | 0 | 0 | 0
7084 | 7185 | 0 | 0.45709 | 0 | 99999 | 99999 | 99999 | 1 | 0 | 1 | -360 | 360 | 0 | 0 | 0 | 0 | 0 | 0 | 0 | 0
7084 | 7400 | 0 | 0.1595 | 0 | 99999 | 99999 | 99999 | 1 | 0 | 1 | -360 | 360 | 0 | 0 | 0 | 0 | 0 | 0 | 0 | 0
7084 | 7138 | 0 | 0.42562 | 0 | 99999 | 99999 | 99999 | 1 | 0 | 1 | -360 | 360 | 0 | 0 | 0 | 0 | 0 | 0 | 0 | 0
7084 | 7127 | 0 | 0.48636 | 0 | 99999 | 99999 | 99999 | 1 | 0 | 1 | -360 | 360 | 0 | 0 | 0 | 0 | 0 | 0 | 0 | 0
7084 | 7174 | 0 | 0.66923 | 0 | 99999 | 99999 | 99999 | 1 | 0 | 1 | -360 | 360 | 0 | 0 | 0 | 0 | 0 | 0 | 0 | 0
7084 | 7208 | 0 | 0.57491 | 0 | 99999 | 99999 | 99999 | 1 | 0 | 1 | -360 | 360 | 0 | 0 | 0 | 0 | 0 | 0 | 0 | 0
7091 | 7336 | 0 | 0.097298 | 0 | 99999 | 99999 | 99999 | 1 | 0 | 1 | -360 | 360 | 0 | 0 | 0 | 0 | 0 | 0 | 0 | 0
7091 | 7124 | 0 | 0.54413 | 0 | 99999 | 99999 | 99999 | 1 | 0 | 1 | -360 | 360 | 0 | 0 | 0 | 0 | 0 | 0 | 0 | 0
7091 | 7330 | 0 | 0.48874 | 0 | 99999 | 99999 | 99999 | 1 | 0 | 1 | -360 | 360 | 0 | 0 | 0 | 0 | 0 | 0 | 0 | 0
7091 | 7240 | 0 | 0.19268 | 0 | 99999 | 99999 | 99999 | 1 | 0 | 1 | -360 | 360 | 0 | 0 | 0 | 0 | 0 | 0 | 0 | 0
7091 | 7338 | 0 | 0.15761 | 0 | 99999 | 99999 | 99999 | 1 | 0 | 1 | -360 | 360 | 0 | 0 | 0 | 0 | 0 | 0 | 0 | 0
7098 | 7406 | 0 | 0.062434 | 0 | 99999 | 99999 | 99999 | 1 | 0 | 1 | -360 | 360 | 0 | 0 | 0 | 0 | 0 | 0 | 0 | 0
7098 | 7311 | 0 | 0.21779 | 0 | 99999 | 99999 | 99999 | 1 | 0 | 1 | -360 | 360 | 0 | 0 | 0 | 0 | 0 | 0 | 0 | 0
7101 | 7336 | 0 | 0.36925 | 0 | 99999 | 99999 | 99999 | 1 | 0 | 1 | -360 | 360 | 0 | 0 | 0 | 0 | 0 | 0 | 0 | 0
7102 | 7157 | 0 | 0.18295 | 0 | 99999 | 99999 | 99999 | 1 | 0 | 1 | -360 | 360 | 0 | 0 | 0 | 0 | 0 | 0 | 0 | 0
7124 | 7422 | 0 | 0.76793 | 0 | 99999 | 99999 | 99999 | 1 | 0 | 1 | -360 | 360 | 0 | 0 | 0 | 0 | 0 | 0 | 0 | 0
7124 | 7336 | 0 | 0.32343 | 0 | 99999 | 99999 | 99999 | 1 | 0 | 1 | -360 | 360 | 0 | 0 | 0 | 0 | 0 | 0 | 0 | 0
7124 | 7185 | 0 | 0.53764 | 0 | 99999 | 99999 | 99999 | 1 | 0 | 1 | -360 | 360 | 0 | 0 | 0 | 0 | 0 | 0 | 0 | 0
7124 | 7259 | 0 | 0.53443 | 0 | 99999 | 99999 | 99999 | 1 | 0 | 1 | -360 | 360 | 0 | 0 | 0 | 0 | 0 | 0 | 0 | 0
7124 | 7400 | 0 | 0.14561 | 0 | 99999 | 99999 | 99999 | 1 | 0 | 1 | -360 | 360 | 0 | 0 | 0 | 0 | 0 | 0 | 0 | 0
7124 | 7330 | 0 | 0.041314 | 0 | 99999 | 99999 | 99999 | 1 | 0 | 1 | -360 | 360 | 0 | 0 | 0 | 0 | 0 | 0 | 0 | 0
7124 | 7248 | 0 | 0.31354 | 0 | 99999 | 99999 | 99999 | 1 | 0 | 1 | -360 | 360 | 0 | 0 | 0 | 0 | 0 | 0 | 0 | 0
7124 | 7427 | 0 | 0.54684 | 0 | 99999 | 99999 | 99999 | 1 | 0 | 1 | -360 | 360 | 0 | 0 | 0 | 0 | 0 | 0 | 0 | 0
7124 | 7225 | 0 | 0.4129 | 0 | 99999 | 99999 | 99999 | 1 | 0 | 1 | -360 | 360 | 0 | 0 | 0 | 0 | 0 | 0 | 0 | 0
7124 | 7178 | 0 | 0.33947 | 0 | 99999 | 99999 | 99999 | 1 | 0 | 1 | -360 | 360 | 0 | 0 | 0 | 0 | 0 | 0 | 0 | 0
7124 | 7386 | 0 | 0.27991 | 0 | 99999 | 99999 | 99999 | 1 | 0 | 1 | -360 | 360 | 0 | 0 | 0 | 0 | 0 | 0 | 0 | 0
7124 | 7240 | 0 | 0.58873 | 0 | 99999 | 99999 | 99999 | 1 | 0 | 1 | -360 | 360 | 0 | 0 | 0 | 0 | 0 | 0 | 0 | 0
7124 | 7221 | 0 | 0.39861 | 0 | 99999 | 99999 | 99999 | 1 | 0 | 1 | -360 | 360 | 0 | 0 | 0 | 0 | 0 | 0 | 0 | 0
7124 | 7318 | 0 | 0.25529 | 0 | 99999 | 99999 | 99999 | 1 | 0 | 1 | -360 | 360 | 0 | 0 | 0 | 0 | 0 | 0 | 0 | 0
7124 | 7338 | 0 | 0.12839 | 0 | 99999 | 99999 | 99999 | 1 | 0 | 1 | -360 | 360 | 0 | 0 | 0 | 0 | 0 | 0 | 0 | 0
7124 | 7404 | 0 | 0.32588 | 0 | 99999 | 99999 | 99999 | 1 | 0 | 1 | -360 | 360 | 0 | 0 | 0 | 0 | 0 | 0 | 0 | 0
7124 | 7127 | 0 | 0.52108 | 0 | 99999 | 99999 | 99999 | 1 | 0 | 1 | -360 | 360 | 0 | 0 | 0 | 0 | 0 | 0 | 0 | 0
7124 | 7353 | 0 | 0.59205 | 0 | 99999 | 99999 | 99999 | 1 | 0 | 1 | -360 | 360 | 0 | 0 | 0 | 0 | 0 | 0 | 0 | 0
7127 | 7221 | 0 | 0.020699 | 0 | 99999 | 99999 | 99999 | 1 | 0 | 1 | -360 | 360 | 0 | 0 | 0 | 0 | 0 | 0 | 0 | 0
7127 | 7336 | 0 | 0.0049533 | 0 | 99999 | 99999 | 99999 | 1 | 0 | 1 | -360 | 360 | 0 | 0 | 0 | 0 | 0 | 0 | 0 | 0
7127 | 7428 | 0 | 0.12196 | 0 | 99999 | 99999 | 99999 | 1 | 0 | 1 | -360 | 360 | 0 | 0 | 0 | 0 | 0 | 0 | 0 | 0
7127 | 7317 | 0 | 0.38004 | 0 | 99999 | 99999 | 99999 | 1 | 0 | 1 | -360 | 360 | 0 | 0 | 0 | 0 | 0 | 0 | 0 | 0
7127 | 7422 | 0 | 0.10208 | 0 | 99999 | 99999 | 99999 | 1 | 0 | 1 | -360 | 360 | 0 | 0 | 0 | 0 | 0 | 0 | 0 | 0
7127 | 7406 | 0 | 0.3669 | 0 | 99999 | 99999 | 99999 | 1 | 0 | 1 | -360 | 360 | 0 | 0 | 0 | 0 | 0 | 0 | 0 | 0
7127 | 7185 | 0 | 0.11221 | 0 | 99999 | 99999 | 99999 | 1 | 0 | 1 | -360 | 360 | 0 | 0 | 0 | 0 | 0 | 0 | 0 | 0
7127 | 7410 | 0 | 0.1049 | 0 | 99999 | 99999 | 99999 | 1 | 0 | 1 | -360 | 360 | 0 | 0 | 0 | 0 | 0 | 0 | 0 | 0
7127 | 7177 | 0 | 0.69046 | 0 | 99999 | 99999 | 99999 | 1 | 0 | 1 | -360 | 360 | 0 | 0 | 0 | 0 | 0 | 0 | 0 | 0
7127 | 7389 | 0 | 0.31575 | 0 | 99999 | 99999 | 99999 | 1 | 0 | 1 | -360 | 360 | 0 | 0 | 0 | 0 | 0 | 0 | 0 | 0
7127 | 7400 | 0 | 0.035201 | 0 | 99999 | 99999 | 99999 | 1 | 0 | 1 | -360 | 360 | 0 | 0 | 0 | 0 | 0 | 0 | 0 | 0
7127 | 7330 | 0 | 0.59258 | 0 | 99999 | 99999 | 99999 | 1 | 0 | 1 | -360 | 360 | 0 | 0 | 0 | 0 | 0 | 0 | 0 | 0
7127 | 7170 | 0 | 0.58948 | 0 | 99999 | 99999 | 99999 | 1 | 0 | 1 | -360 | 360 | 0 | 0 | 0 | 0 | 0 | 0 | 0 | 0
7127 | 7157 | 0 | 0.71173 | 0 | 99999 | 99999 | 99999 | 1 | 0 | 1 | -360 | 360 | 0 | 0 | 0 | 0 | 0 | 0 | 0 | 0
7127 | 7138 | 0 | 0.75183 | 0 | 99999 | 99999 | 99999 | 1 | 0 | 1 | -360 | 360 | 0 | 0 | 0 | 0 | 0 | 0 | 0 | 0
7127 | 7343 | 0 | 0.41272 | 0 | 99999 | 99999 | 99999 | 1 | 0 | 1 | -360 | 360 | 0 | 0 | 0 | 0 | 0 | 0 | 0 | 0
7127 | 7229 | 0 | 0.15043 | 0 | 99999 | 99999 | 99999 | 1 | 0 | 1 | -360 | 360 | 0 | 0 | 0 | 0 | 0 | 0 | 0 | 0
7127 | 7311 | 0 | 0.23331 | 0 | 99999 | 99999 | 99999 | 1 | 0 | 1 | -360 | 360 | 0 | 0 | 0 | 0 | 0 | 0 | 0 | 0
7127 | 7201 | 0 | 0.69129 | 0 | 99999 | 99999 | 99999 | 1 | 0 | 1 | -360 | 360 | 0 | 0 | 0 | 0 | 0 | 0 | 0 | 0
7127 | 7353 | 0 | 0.081933 | 0 | 99999 | 99999 | 99999 | 1 | 0 | 1 | -360 | 360 | 0 | 0 | 0 | 0 | 0 | 0 | 0 | 0
7138 | 7428 | 0 | 0.15154 | 0 | 99999 | 99999 | 99999 | 1 | 0 | 1 | -360 | 360 | 0 | 0 | 0 | 0 | 0 | 0 | 0 | 0
7138 | 7422 | 0 | 0.074524 | 0 | 99999 | 99999 | 99999 | 1 | 0 | 1 | -360 | 360 | 0 | 0 | 0 | 0 | 0 | 0 | 0 | 0
7138 | 7389 | 0 | 0.43909 | 0 | 99999 | 99999 | 99999 | 1 | 0 | 1 | -360 | 360 | 0 | 0 | 0 | 0 | 0 | 0 | 0 | 0
7138 | 7400 | 0 | 0.026255 | 0 | 99999 | 99999 | 99999 | 1 | 0 | 1 | -360 | 360 | 0 | 0 | 0 | 0 | 0 | 0 | 0 | 0
7138 | 7279 | 0 | 0.48668 | 0 | 99999 | 99999 | 99999 | 1 | 0 | 1 | -360 | 360 | 0 | 0 | 0 | 0 | 0 | 0 | 0 | 0
7138 | 7170 | 0 | 0.73791 | 0 | 99999 | 99999 | 99999 | 1 | 0 | 1 | -360 | 360 | 0 | 0 | 0 | 0 | 0 | 0 | 0 | 0
7138 | 7157 | 0 | 0.58893 | 0 | 99999 | 99999 | 99999 | 1 | 0 | 1 | -360 | 360 | 0 | 0 | 0 | 0 | 0 | 0 | 0 | 0
7138 | 7260 | 0 | 0.52344 | 0 | 99999 | 99999 | 99999 | 1 | 0 | 1 | -360 | 360 | 0 | 0 | 0 | 0 | 0 | 0 | 0 | 0
7138 | 7283 | 0 | 0.42454 | 0 | 99999 | 99999 | 99999 | 1 | 0 | 1 | -360 | 360 | 0 | 0 | 0 | 0 | 0 | 0 | 0 | 0
7138 | 7375 | 0 | 0.50357 | 0 | 99999 | 99999 | 99999 | 1 | 0 | 1 | -360 | 360 | 0 | 0 | 0 | 0 | 0 | 0 | 0 | 0
7138 | 7174 | 0 | 0.37614 | 0 | 99999 | 99999 | 99999 | 1 | 0 | 1 | -360 | 360 | 0 | 0 | 0 | 0 | 0 | 0 | 0 | 0
7138 | 7208 | 0 | 0.11128 | 0 | 99999 | 99999 | 99999 | 1 | 0 | 1 | -360 | 360 | 0 | 0 | 0 | 0 | 0 | 0 | 0 | 0
7138 | 7229 | 0 | 0.64279 | 0 | 99999 | 99999 | 99999 | 1 | 0 | 1 | -360 | 360 | 0 | 0 | 0 | 0 | 0 | 0 | 0 | 0
7145 | 7173 | 0 | 0.48377 | 0 | 99999 | 99999 | 99999 | 1 | 0 | 1 | -360 | 360 | 0 | 0 | 0 | 0 | 0 | 0 | 0 | 0
7145 | 7157 | 0 | 0.12306 | 0 | 99999 | 99999 | 99999 | 1 | 0 | 1 | -360 | 360 | 0 | 0 | 0 | 0 | 0 | 0 | 0 | 0
7145 | 7178 | 0 | 0.43611 | 0 | 99999 | 99999 | 99999 | 1 | 0 | 1 | -360 | 360 | 0 | 0 | 0 | 0 | 0 | 0 | 0 | 0
7145 | 7387 | 0 | 0.44329 | 0 | 99999 | 99999 | 99999 | 1 | 0 | 1 | -360 | 360 | 0 | 0 | 0 | 0 | 0 | 0 | 0 | 0
7145 | 7260 | 0 | 0.075929 | 0 | 99999 | 99999 | 99999 | 1 | 0 | 1 | -360 | 360 | 0 | 0 | 0 | 0 | 0 | 0 | 0 | 0
7157 | 7428 | 0 | 0.52583 | 0 | 99999 | 99999 | 99999 | 1 | 0 | 1 | -360 | 360 | 0 | 0 | 0 | 0 | 0 | 0 | 0 | 0
7157 | 7422 | 0 | 0.25075 | 0 | 99999 | 99999 | 99999 | 1 | 0 | 1 | -360 | 360 | 0 | 0 | 0 | 0 | 0 | 0 | 0 | 0
7157 | 7177 | 0 | 0.10611 | 0 | 99999 | 99999 | 99999 | 1 | 0 | 1 | -360 | 360 | 0 | 0 | 0 | 0 | 0 | 0 | 0 | 0
7157 | 7389 | 0 | 0.077628 | 0 | 99999 | 99999 | 99999 | 1 | 0 | 1 | -360 | 360 | 0 | 0 | 0 | 0 | 0 | 0 | 0 | 0
7157 | 7400 | 0 | 0.069661 | 0 | 99999 | 99999 | 99999 | 1 | 0 | 1 | -360 | 360 | 0 | 0 | 0 | 0 | 0 | 0 | 0 | 0
7157 | 7279 | 0 | 0.4717 | 0 | 99999 | 99999 | 99999 | 1 | 0 | 1 | -360 | 360 | 0 | 0 | 0 | 0 | 0 | 0 | 0 | 0
7157 | 7170 | 0 | 0.38476 | 0 | 99999 | 99999 | 99999 | 1 | 0 | 1 | -360 | 360 | 0 | 0 | 0 | 0 | 0 | 0 | 0 | 0
7157 | 7173 | 0 | 0.13815 | 0 | 99999 | 99999 | 99999 | 1 | 0 | 1 | -360 | 360 | 0 | 0 | 0 | 0 | 0 | 0 | 0 | 0
7157 | 7178 | 0 | 0.29135 | 0 | 99999 | 99999 | 99999 | 1 | 0 | 1 | -360 | 360 | 0 | 0 | 0 | 0 | 0 | 0 | 0 | 0
7157 | 7260 | 0 | 0.21498 | 0 | 99999 | 99999 | 99999 | 1 | 0 | 1 | -360 | 360 | 0 | 0 | 0 | 0 | 0 | 0 | 0 | 0
7157 | 7404 | 0 | 0.57218 | 0 | 99999 | 99999 | 99999 | 1 | 0 | 1 | -360 | 360 | 0 | 0 | 0 | 0 | 0 | 0 | 0 | 0
7157 | 7229 | 0 | 0.59312 | 0 | 99999 | 99999 | 99999 | 1 | 0 | 1 | -360 | 360 | 0 | 0 | 0 | 0 | 0 | 0 | 0 | 0
7157 | 7201 | 0 | 0.21501 | 0 | 99999 | 99999 | 99999 | 1 | 0 | 1 | -360 | 360 | 0 | 0 | 0 | 0 | 0 | 0 | 0 | 0
7170 | 7428 | 0 | 0.31895 | 0 | 99999 | 99999 | 99999 | 1 | 0 | 1 | -360 | 360 | 0 | 0 | 0 | 0 | 0 | 0 | 0 | 0
7170 | 7422 | 0 | 0.12731 | 0 | 99999 | 99999 | 99999 | 1 | 0 | 1 | -360 | 360 | 0 | 0 | 0 | 0 | 0 | 0 | 0 | 0
7170 | 7177 | 0 | 0.30123 | 0 | 99999 | 99999 | 99999 | 1 | 0 | 1 | -360 | 360 | 0 | 0 | 0 | 0 | 0 | 0 | 0 | 0
7170 | 7389 | 0 | 0.073304 | 0 | 99999 | 99999 | 99999 | 1 | 0 | 1 | -360 | 360 | 0 | 0 | 0 | 0 | 0 | 0 | 0 | 0
7170 | 7400 | 0 | 0.088986 | 0 | 99999 | 99999 | 99999 | 1 | 0 | 1 | -360 | 360 | 0 | 0 | 0 | 0 | 0 | 0 | 0 | 0
7170 | 7229 | 0 | 0.26384 | 0 | 99999 | 99999 | 99999 | 1 | 0 | 1 | -360 | 360 | 0 | 0 | 0 | 0 | 0 | 0 | 0 | 0
7170 | 7201 | 0 | 0.36304 | 0 | 99999 | 99999 | 99999 | 1 | 0 | 1 | -360 | 360 | 0 | 0 | 0 | 0 | 0 | 0 | 0 | 0
7173 | 7422 | 0 | 0.52744 | 0 | 99999 | 99999 | 99999 | 1 | 0 | 1 | -360 | 360 | 0 | 0 | 0 | 0 | 0 | 0 | 0 | 0
7173 | 7389 | 0 | 0.7134 | 0 | 99999 | 99999 | 99999 | 1 | 0 | 1 | -360 | 360 | 0 | 0 | 0 | 0 | 0 | 0 | 0 | 0
7173 | 7279 | 0 | 0.29644 | 0 | 99999 | 99999 | 99999 | 1 | 0 | 1 | -360 | 360 | 0 | 0 | 0 | 0 | 0 | 0 | 0 | 0
7173 | 7295 | 0 | 0.15808 | 0 | 99999 | 99999 | 99999 | 1 | 0 | 1 | -360 | 360 | 0 | 0 | 0 | 0 | 0 | 0 | 0 | 0
7174 | 7318 | 0 | 0.06154 | 0 | 99999 | 99999 | 99999 | 1 | 0 | 1 | -360 | 360 | 0 | 0 | 0 | 0 | 0 | 0 | 0 | 0
7174 | 7428 | 0 | 0.73163 | 0 | 99999 | 99999 | 99999 | 1 | 0 | 1 | -360 | 360 | 0 | 0 | 0 | 0 | 0 | 0 | 0 | 0
7174 | 7317 | 0 | 0.34458 | 0 | 99999 | 99999 | 99999 | 1 | 0 | 1 | -360 | 360 | 0 | 0 | 0 | 0 | 0 | 0 | 0 | 0
7174 | 7422 | 0 | 0.33647 | 0 | 99999 | 99999 | 99999 | 1 | 0 | 1 | -360 | 360 | 0 | 0 | 0 | 0 | 0 | 0 | 0 | 0
7174 | 7257 | 0 | 0.37736 | 0 | 99999 | 99999 | 99999 | 1 | 0 | 1 | -360 | 360 | 0 | 0 | 0 | 0 | 0 | 0 | 0 | 0
7174 | 7259 | 0 | 0.058941 | 0 | 99999 | 99999 | 99999 | 1 | 0 | 1 | -360 | 360 | 0 | 0 | 0 | 0 | 0 | 0 | 0 | 0
7174 | 7400 | 0 | 0.17978 | 0 | 99999 | 99999 | 99999 | 1 | 0 | 1 | -360 | 360 | 0 | 0 | 0 | 0 | 0 | 0 | 0 | 0
7174 | 7283 | 0 | 0.2325 | 0 | 99999 | 99999 | 99999 | 1 | 0 | 1 | -360 | 360 | 0 | 0 | 0 | 0 | 0 | 0 | 0 | 0
7174 | 7208 | 0 | 0.55215 | 0 | 99999 | 99999 | 99999 | 1 | 0 | 1 | -360 | 360 | 0 | 0 | 0 | 0 | 0 | 0 | 0 | 0
7177 | 7428 | 0 | 0.62689 | 0 | 99999 | 99999 | 99999 | 1 | 0 | 1 | -360 | 360 | 0 | 0 | 0 | 0 | 0 | 0 | 0 | 0
7177 | 7422 | 0 | 0.32879 | 0 | 99999 | 99999 | 99999 | 1 | 0 | 1 | -360 | 360 | 0 | 0 | 0 | 0 | 0 | 0 | 0 | 0
7177 | 7410 | 0 | 0.7166 | 0 | 99999 | 99999 | 99999 | 1 | 0 | 1 | -360 | 360 | 0 | 0 | 0 | 0 | 0 | 0 | 0 | 0
7177 | 7389 | 0 | 0.09532 | 0 | 99999 | 99999 | 99999 | 1 | 0 | 1 | -360 | 360 | 0 | 0 | 0 | 0 | 0 | 0 | 0 | 0
7177 | 7400 | 0 | 0.15774 | 0 | 99999 | 99999 | 99999 | 1 | 0 | 1 | -360 | 360 | 0 | 0 | 0 | 0 | 0 | 0 | 0 | 0
7177 | 7181 | 0 | 0.066496 | 0 | 99999 | 99999 | 99999 | 1 | 0 | 1 | -360 | 360 | 0 | 0 | 0 | 0 | 0 | 0 | 0 | 0
7177 | 7295 | 0 | 0.16542 | 0 | 99999 | 99999 | 99999 | 1 | 0 | 1 | -360 | 360 | 0 | 0 | 0 | 0 | 0 | 0 | 0 | 0
7177 | 7404 | 0 | 0.58874 | 0 | 99999 | 99999 | 99999 | 1 | 0 | 1 | -360 | 360 | 0 | 0 | 0 | 0 | 0 | 0 | 0 | 0
7177 | 7425 | 0 | 0.682 | 0 | 99999 | 99999 | 99999 | 1 | 0 | 1 | -360 | 360 | 0 | 0 | 0 | 0 | 0 | 0 | 0 | 0
7177 | 7229 | 0 | 0.51179 | 0 | 99999 | 99999 | 99999 | 1 | 0 | 1 | -360 | 360 | 0 | 0 | 0 | 0 | 0 | 0 | 0 | 0
7177 | 7201 | 0 | 0.17815 | 0 | 99999 | 99999 | 99999 | 1 | 0 | 1 | -360 | 360 | 0 | 0 | 0 | 0 | 0 | 0 | 0 | 0
7178 | 7400 | 0 | 0.57708 | 0 | 99999 | 99999 | 99999 | 1 | 0 | 1 | -360 | 360 | 0 | 0 | 0 | 0 | 0 | 0 | 0 | 0
7178 | 7330 | 0 | 0.37307 | 0 | 99999 | 99999 | 99999 | 1 | 0 | 1 | -360 | 360 | 0 | 0 | 0 | 0 | 0 | 0 | 0 | 0
7178 | 7260 | 0 | 0.24216 | 0 | 99999 | 99999 | 99999 | 1 | 0 | 1 | -360 | 360 | 0 | 0 | 0 | 0 | 0 | 0 | 0 | 0
7181 | 7225 | 0 | 0.54778 | 0 | 99999 | 99999 | 99999 | 1 | 0 | 1 | -360 | 360 | 0 | 0 | 0 | 0 | 0 | 0 | 0 | 0
7181 | 7295 | 0 | 0.0938 | 0 | 99999 | 99999 | 99999 | 1 | 0 | 1 | -360 | 360 | 0 | 0 | 0 | 0 | 0 | 0 | 0 | 0
7181 | 7404 | 0 | 0.39913 | 0 | 99999 | 99999 | 99999 | 1 | 0 | 1 | -360 | 360 | 0 | 0 | 0 | 0 | 0 | 0 | 0 | 0
7181 | 7425 | 0 | 0.45957 | 0 | 99999 | 99999 | 99999 | 1 | 0 | 1 | -360 | 360 | 0 | 0 | 0 | 0 | 0 | 0 | 0 | 0
7185 | 7428 | 0 | 0.31561 | 0 | 99999 | 99999 | 99999 | 1 | 0 | 1 | -360 | 360 | 0 | 0 | 0 | 0 | 0 | 0 | 0 | 0
7185 | 7422 | 0 | 0.31012 | 0 | 99999 | 99999 | 99999 | 1 | 0 | 1 | -360 | 360 | 0 | 0 | 0 | 0 | 0 | 0 | 0 | 0
7185 | 7410 | 0 | 0.5785 | 0 | 99999 | 99999 | 99999 | 1 | 0 | 1 | -360 | 360 | 0 | 0 | 0 | 0 | 0 | 0 | 0 | 0
7185 | 7400 | 0 | 0.09746 | 0 | 99999 | 99999 | 99999 | 1 | 0 | 1 | -360 | 360 | 0 | 0 | 0 | 0 | 0 | 0 | 0 | 0
7185 | 7330 | 0 | 0.45201 | 0 | 99999 | 99999 | 99999 | 1 | 0 | 1 | -360 | 360 | 0 | 0 | 0 | 0 | 0 | 0 | 0 | 0
7185 | 7338 | 0 | 0.50045 | 0 | 99999 | 99999 | 99999 | 1 | 0 | 1 | -360 | 360 | 0 | 0 | 0 | 0 | 0 | 0 | 0 | 0
7185 | 7229 | 0 | 0.77325 | 0 | 99999 | 99999 | 99999 | 1 | 0 | 1 | -360 | 360 | 0 | 0 | 0 | 0 | 0 | 0 | 0 | 0
7185 | 7311 | 0 | 0.7316 | 0 | 99999 | 99999 | 99999 | 1 | 0 | 1 | -360 | 360 | 0 | 0 | 0 | 0 | 0 | 0 | 0 | 0
7185 | 7353 | 0 | 0.12545 | 0 | 99999 | 99999 | 99999 | 1 | 0 | 1 | -360 | 360 | 0 | 0 | 0 | 0 | 0 | 0 | 0 | 0
7201 | 7225 | 0 | 0.090358 | 0 | 99999 | 99999 | 99999 | 1 | 0 | 1 | -360 | 360 | 0 | 0 | 0 | 0 | 0 | 0 | 0 | 0
7201 | 7428 | 0 | 0.45103 | 0 | 99999 | 99999 | 99999 | 1 | 0 | 1 | -360 | 360 | 0 | 0 | 0 | 0 | 0 | 0 | 0 | 0
7201 | 7422 | 0 | 0.39563 | 0 | 99999 | 99999 | 99999 | 1 | 0 | 1 | -360 | 360 | 0 | 0 | 0 | 0 | 0 | 0 | 0 | 0
7201 | 7389 | 0 | 0.12982 | 0 | 99999 | 99999 | 99999 | 1 | 0 | 1 | -360 | 360 | 0 | 0 | 0 | 0 | 0 | 0 | 0 | 0
7201 | 7400 | 0 | 0.1453 | 0 | 99999 | 99999 | 99999 | 1 | 0 | 1 | -360 | 360 | 0 | 0 | 0 | 0 | 0 | 0 | 0 | 0
7201 | 7229 | 0 | 0.52402 | 0 | 99999 | 99999 | 99999 | 1 | 0 | 1 | -360 | 360 | 0 | 0 | 0 | 0 | 0 | 0 | 0 | 0
7208 | 7428 | 0 | 0.071185 | 0 | 99999 | 99999 | 99999 | 1 | 0 | 1 | -360 | 360 | 0 | 0 | 0 | 0 | 0 | 0 | 0 | 0
7208 | 7422 | 0 | 0.046418 | 0 | 99999 | 99999 | 99999 | 1 | 0 | 1 | -360 | 360 | 0 | 0 | 0 | 0 | 0 | 0 | 0 | 0
7208 | 7400 | 0 | 0.071052 | 0 | 99999 | 99999 | 99999 | 1 | 0 | 1 | -360 | 360 | 0 | 0 | 0 | 0 | 0 | 0 | 0 | 0
7208 | 7279 | 0 | 0.33495 | 0 | 99999 | 99999 | 99999 | 1 | 0 | 1 | -360 | 360 | 0 | 0 | 0 | 0 | 0 | 0 | 0 | 0
7208 | 7283 | 0 | 0.61255 | 0 | 99999 | 99999 | 99999 | 1 | 0 | 1 | -360 | 360 | 0 | 0 | 0 | 0 | 0 | 0 | 0 | 0
7221 | 7427 | 0 | 0.033747 | 0 | 99999 | 99999 | 99999 | 1 | 0 | 1 | -360 | 360 | 0 | 0 | 0 | 0 | 0 | 0 | 0 | 0
7221 | 7336 | 0 | 0.017003 | 0 | 99999 | 99999 | 99999 | 1 | 0 | 1 | -360 | 360 | 0 | 0 | 0 | 0 | 0 | 0 | 0 | 0
7221 | 7410 | 0 | 0.089889 | 0 | 99999 | 99999 | 99999 | 1 | 0 | 1 | -360 | 360 | 0 | 0 | 0 | 0 | 0 | 0 | 0 | 0
7221 | 7330 | 0 | 0.092475 | 0 | 99999 | 99999 | 99999 | 1 | 0 | 1 | -360 | 360 | 0 | 0 | 0 | 0 | 0 | 0 | 0 | 0
7221 | 7248 | 0 | 0.23771 | 0 | 99999 | 99999 | 99999 | 1 | 0 | 1 | -360 | 360 | 0 | 0 | 0 | 0 | 0 | 0 | 0 | 0
7221 | 7225 | 0 | 0.068557 | 0 | 99999 | 99999 | 99999 | 1 | 0 | 1 | -360 | 360 | 0 | 0 | 0 | 0 | 0 | 0 | 0 | 0
7221 | 7386 | 0 | 0.18885 | 0 | 99999 | 99999 | 99999 | 1 | 0 | 1 | -360 | 360 | 0 | 0 | 0 | 0 | 0 | 0 | 0 | 0
7221 | 7240 | 0 | 0.14253 | 0 | 99999 | 99999 | 99999 | 1 | 0 | 1 | -360 | 360 | 0 | 0 | 0 | 0 | 0 | 0 | 0 | 0
7225 | 7330 | 0 | 0.34478 | 0 | 99999 | 99999 | 99999 | 1 | 0 | 1 | -360 | 360 | 0 | 0 | 0 | 0 | 0 | 0 | 0 | 0
7229 | 7428 | 0 | 0.18542 | 0 | 99999 | 99999 | 99999 | 1 | 0 | 1 | -360 | 360 | 0 | 0 | 0 | 0 | 0 | 0 | 0 | 0
7229 | 7422 | 0 | 0.10421 | 0 | 99999 | 99999 | 99999 | 1 | 0 | 1 | -360 | 360 | 0 | 0 | 0 | 0 | 0 | 0 | 0 | 0
7229 | 7410 | 0 | 0.12743 | 0 | 99999 | 99999 | 99999 | 1 | 0 | 1 | -360 | 360 | 0 | 0 | 0 | 0 | 0 | 0 | 0 | 0
7229 | 7389 | 0 | 0.16987 | 0 | 99999 | 99999 | 99999 | 1 | 0 | 1 | -360 | 360 | 0 | 0 | 0 | 0 | 0 | 0 | 0 | 0
7229 | 7400 | 0 | 0.088043 | 0 | 99999 | 99999 | 99999 | 1 | 0 | 1 | -360 | 360 | 0 | 0 | 0 | 0 | 0 | 0 | 0 | 0
7229 | 7343 | 0 | 0.41292 | 0 | 99999 | 99999 | 99999 | 1 | 0 | 1 | -360 | 360 | 0 | 0 | 0 | 0 | 0 | 0 | 0 | 0
7235 | 7246 | 0 | 0.23482 | 0 | 99999 | 99999 | 99999 | 1 | 0 | 1 | -360 | 360 | 0 | 0 | 0 | 0 | 0 | 0 | 0 | 0
7240 | 7336 | 0 | 0.039477 | 0 | 99999 | 99999 | 99999 | 1 | 0 | 1 | -360 | 360 | 0 | 0 | 0 | 0 | 0 | 0 | 0 | 0
7240 | 7330 | 0 | 0.11647 | 0 | 99999 | 99999 | 99999 | 1 | 0 | 1 | -360 | 360 | 0 | 0 | 0 | 0 | 0 | 0 | 0 | 0
7240 | 7386 | 0 | 0.10477 | 0 | 99999 | 99999 | 99999 | 1 | 0 | 1 | -360 | 360 | 0 | 0 | 0 | 0 | 0 | 0 | 0 | 0
7240 | 7338 | 0 | 0.11345 | 0 | 99999 | 99999 | 99999 | 1 | 0 | 1 | -360 | 360 | 0 | 0 | 0 | 0 | 0 | 0 | 0 | 0
7248 | 7336 | 0 | 0.37413 | 0 | 99999 | 99999 | 99999 | 1 | 0 | 1 | -360 | 360 | 0 | 0 | 0 | 0 | 0 | 0 | 0 | 0
7248 | 7410 | 0 | 0.18499 | 0 | 99999 | 99999 | 99999 | 1 | 0 | 1 | -360 | 360 | 0 | 0 | 0 | 0 | 0 | 0 | 0 | 0
7248 | 7330 | 0 | 0.048427 | 0 | 99999 | 99999 | 99999 | 1 | 0 | 1 | -360 | 360 | 0 | 0 | 0 | 0 | 0 | 0 | 0 | 0
7248 | 7427 | 0 | 0.053513 | 0 | 99999 | 99999 | 99999 | 1 | 0 | 1 | -360 | 360 | 0 | 0 | 0 | 0 | 0 | 0 | 0 | 0
7248 | 7338 | 0 | 0.29935 | 0 | 99999 | 99999 | 99999 | 1 | 0 | 1 | -360 | 360 | 0 | 0 | 0 | 0 | 0 | 0 | 0 | 0
7257 | 7317 | 0 | 0.16619 | 0 | 99999 | 99999 | 99999 | 1 | 0 | 1 | -360 | 360 | 0 | 0 | 0 | 0 | 0 | 0 | 0 | 0
7257 | 7336 | 0 | 0.12643 | 0 | 99999 | 99999 | 99999 | 1 | 0 | 1 | -360 | 360 | 0 | 0 | 0 | 0 | 0 | 0 | 0 | 0
7257 | 7259 | 0 | 0.34248 | 0 | 99999 | 99999 | 99999 | 1 | 0 | 1 | -360 | 360 | 0 | 0 | 0 | 0 | 0 | 0 | 0 | 0
7257 | 7318 | 0 | 0.64776 | 0 | 99999 | 99999 | 99999 | 1 | 0 | 1 | -360 | 360 | 0 | 0 | 0 | 0 | 0 | 0 | 0 | 0
7257 | 7338 | 0 | 0.10772 | 0 | 99999 | 99999 | 99999 | 1 | 0 | 1 | -360 | 360 | 0 | 0 | 0 | 0 | 0 | 0 | 0 | 0
7259 | 7317 | 0 | 0.31615 | 0 | 99999 | 99999 | 99999 | 1 | 0 | 1 | -360 | 360 | 0 | 0 | 0 | 0 | 0 | 0 | 0 | 0
7259 | 7422 | 0 | 0.66216 | 0 | 99999 | 99999 | 99999 | 1 | 0 | 1 | -360 | 360 | 0 | 0 | 0 | 0 | 0 | 0 | 0 | 0
7259 | 7400 | 0 | 0.23937 | 0 | 99999 | 99999 | 99999 | 1 | 0 | 1 | -360 | 360 | 0 | 0 | 0 | 0 | 0 | 0 | 0 | 0
7259 | 7318 | 0 | 0.094008 | 0 | 99999 | 99999 | 99999 | 1 | 0 | 1 | -360 | 360 | 0 | 0 | 0 | 0 | 0 | 0 | 0 | 0
7259 | 7338 | 0 | 0.25259 | 0 | 99999 | 99999 | 99999 | 1 | 0 | 1 | -360 | 360 | 0 | 0 | 0 | 0 | 0 | 0 | 0 | 0
7259 | 7283 | 0 | 0.24786 | 0 | 99999 | 99999 | 99999 | 1 | 0 | 1 | -360 | 360 | 0 | 0 | 0 | 0 | 0 | 0 | 0 | 0
7260 | 7422 | 0 | 0.40419 | 0 | 99999 | 99999 | 99999 | 1 | 0 | 1 | -360 | 360 | 0 | 0 | 0 | 0 | 0 | 0 | 0 | 0
7260 | 7400 | 0 | 0.053649 | 0 | 99999 | 99999 | 99999 | 1 | 0 | 1 | -360 | 360 | 0 | 0 | 0 | 0 | 0 | 0 | 0 | 0
7260 | 7279 | 0 | 0.66553 | 0 | 99999 | 99999 | 99999 | 1 | 0 | 1 | -360 | 360 | 0 | 0 | 0 | 0 | 0 | 0 | 0 | 0
7260 | 7387 | 0 | 0.13151 | 0 | 99999 | 99999 | 99999 | 1 | 0 | 1 | -360 | 360 | 0 | 0 | 0 | 0 | 0 | 0 | 0 | 0
7260 | 7283 | 0 | 0.63282 | 0 | 99999 | 99999 | 99999 | 1 | 0 | 1 | -360 | 360 | 0 | 0 | 0 | 0 | 0 | 0 | 0 | 0
7279 | 7428 | 0 | 0.46575 | 0 | 99999 | 99999 | 99999 | 1 | 0 | 1 | -360 | 360 | 0 | 0 | 0 | 0 | 0 | 0 | 0 | 0
7279 | 7422 | 0 | 0.16878 | 0 | 99999 | 99999 | 99999 | 1 | 0 | 1 | -360 | 360 | 0 | 0 | 0 | 0 | 0 | 0 | 0 | 0
7279 | 7400 | 0 | 0.14652 | 0 | 99999 | 99999 | 99999 | 1 | 0 | 1 | -360 | 360 | 0 | 0 | 0 | 0 | 0 | 0 | 0 | 0
7279 | 7283 | 0 | 0.67477 | 0 | 99999 | 99999 | 99999 | 1 | 0 | 1 | -360 | 360 | 0 | 0 | 0 | 0 | 0 | 0 | 0 | 0
7283 | 7422 | 0 | 0.34246 | 0 | 99999 | 99999 | 99999 | 1 | 0 | 1 | -360 | 360 | 0 | 0 | 0 | 0 | 0 | 0 | 0 | 0
7283 | 7400 | 0 | 0.12332 | 0 | 99999 | 99999 | 99999 | 1 | 0 | 1 | -360 | 360 | 0 | 0 | 0 | 0 | 0 | 0 | 0 | 0
7283 | 7338 | 0 | 0.67351 | 0 | 99999 | 99999 | 99999 | 1 | 0 | 1 | -360 | 360 | 0 | 0 | 0 | 0 | 0 | 0 | 0 | 0
7295 | 7404 | 0 | 0.37004 | 0 | 99999 | 99999 | 99999 | 1 | 0 | 1 | -360 | 360 | 0 | 0 | 0 | 0 | 0 | 0 | 0 | 0
7311 | 7428 | 0 | 0.40511 | 0 | 99999 | 99999 | 99999 | 1 | 0 | 1 | -360 | 360 | 0 | 0 | 0 | 0 | 0 | 0 | 0 | 0
7311 | 7422 | 0 | 0.72183 | 0 | 99999 | 99999 | 99999 | 1 | 0 | 1 | -360 | 360 | 0 | 0 | 0 | 0 | 0 | 0 | 0 | 0
7311 | 7406 | 0 | 0.06273 | 0 | 99999 | 99999 | 99999 | 1 | 0 | 1 | -360 | 360 | 0 | 0 | 0 | 0 | 0 | 0 | 0 | 0
7311 | 7410 | 0 | 0.65154 | 0 | 99999 | 99999 | 99999 | 1 | 0 | 1 | -360 | 360 | 0 | 0 | 0 | 0 | 0 | 0 | 0 | 0
7311 | 7400 | 0 | 0.27032 | 0 | 99999 | 99999 | 99999 | 1 | 0 | 1 | -360 | 360 | 0 | 0 | 0 | 0 | 0 | 0 | 0 | 0
7311 | 7353 | 0 | 0.51079 | 0 | 99999 | 99999 | 99999 | 1 | 0 | 1 | -360 | 360 | 0 | 0 | 0 | 0 | 0 | 0 | 0 | 0
7317 | 7422 | 0 | 0.045654 | 0 | 99999 | 99999 | 99999 | 1 | 0 | 1 | -360 | 360 | 0 | 0 | 0 | 0 | 0 | 0 | 0 | 0
7317 | 7400 | 0 | 0.42585 | 0 | 99999 | 99999 | 99999 | 1 | 0 | 1 | -360 | 360 | 0 | 0 | 0 | 0 | 0 | 0 | 0 | 0
7318 | 7400 | 0 | 0.31819 | 0 | 99999 | 99999 | 99999 | 1 | 0 | 1 | -360 | 360 | 0 | 0 | 0 | 0 | 0 | 0 | 0 | 0
7318 | 7330 | 0 | 0.32556 | 0 | 99999 | 99999 | 99999 | 1 | 0 | 1 | -360 | 360 | 0 | 0 | 0 | 0 | 0 | 0 | 0 | 0
7318 | 7338 | 0 | 0.094258 | 0 | 99999 | 99999 | 99999 | 1 | 0 | 1 | -360 | 360 | 0 | 0 | 0 | 0 | 0 | 0 | 0 | 0
7330 | 7336 | 0 | 0.053019 | 0 | 99999 | 99999 | 99999 | 1 | 0 | 1 | -360 | 360 | 0 | 0 | 0 | 0 | 0 | 0 | 0 | 0
7330 | 7400 | 0 | 0.17052 | 0 | 99999 | 99999 | 99999 | 1 | 0 | 1 | -360 | 360 | 0 | 0 | 0 | 0 | 0 | 0 | 0 | 0
7330 | 7386 | 0 | 0.1092 | 0 | 99999 | 99999 | 99999 | 1 | 0 | 1 | -360 | 360 | 0 | 0 | 0 | 0 | 0 | 0 | 0 | 0
7330 | 7338 | 0 | 0.12959 | 0 | 99999 | 99999 | 99999 | 1 | 0 | 1 | -360 | 360 | 0 | 0 | 0 | 0 | 0 | 0 | 0 | 0
7330 | 7404 | 0 | 0.39429 | 0 | 99999 | 99999 | 99999 | 1 | 0 | 1 | -360 | 360 | 0 | 0 | 0 | 0 | 0 | 0 | 0 | 0
7330 | 7353 | 0 | 0.65665 | 0 | 99999 | 99999 | 99999 | 1 | 0 | 1 | -360 | 360 | 0 | 0 | 0 | 0 | 0 | 0 | 0 | 0
7336 | 7386 | 0 | 0.012763 | 0 | 99999 | 99999 | 99999 | 1 | 0 | 1 | -360 | 360 | 0 | 0 | 0 | 0 | 0 | 0 | 0 | 0
7336 | 7338 | 0 | 0.71674 | 0 | 99999 | 99999 | 99999 | 1 | 0 | 1 | -360 | 360 | 0 | 0 | 0 | 0 | 0 | 0 | 0 | 0
7338 | 7400 | 0 | 0.25302 | 0 | 99999 | 99999 | 99999 | 1 | 0 | 1 | -360 | 360 | 0 | 0 | 0 | 0 | 0 | 0 | 0 | 0
7338 | 7386 | 0 | 0.74228 | 0 | 99999 | 99999 | 99999 | 1 | 0 | 1 | -360 | 360 | 0 | 0 | 0 | 0 | 0 | 0 | 0 | 0
7338 | 7404 | 0 | 0.73882 | 0 | 99999 | 99999 | 99999 | 1 | 0 | 1 | -360 | 360 | 0 | 0 | 0 | 0 | 0 | 0 | 0 | 0
7343 | 7410 | 0 | 0.33196 | 0 | 99999 | 99999 | 99999 | 1 | 0 | 1 | -360 | 360 | 0 | 0 | 0 | 0 | 0 | 0 | 0 | 0
7343 | 7400 | 0 | 0.51706 | 0 | 99999 | 99999 | 99999 | 1 | 0 | 1 | -360 | 360 | 0 | 0 | 0 | 0 | 0 | 0 | 0 | 0
7353 | 7428 | 0 | 0.53117 | 0 | 99999 | 99999 | 99999 | 1 | 0 | 1 | -360 | 360 | 0 | 0 | 0 | 0 | 0 | 0 | 0 | 0
7353 | 7422 | 0 | 0.51169 | 0 | 99999 | 99999 | 99999 | 1 | 0 | 1 | -360 | 360 | 0 | 0 | 0 | 0 | 0 | 0 | 0 | 0
7353 | 7410 | 0 | 0.72372 | 0 | 99999 | 99999 | 99999 | 1 | 0 | 1 | -360 | 360 | 0 | 0 | 0 | 0 | 0 | 0 | 0 | 0
7353 | 7400 | 0 | 0.059083 | 0 | 99999 | 99999 | 99999 | 1 | 0 | 1 | -360 | 360 | 0 | 0 | 0 | 0 | 0 | 0 | 0 | 0
7375 | 7422 | 0 | 0.69313 | 0 | 99999 | 99999 | 99999 | 1 | 0 | 1 | -360 | 360 | 0 | 0 | 0 | 0 | 0 | 0 | 0 | 0
7375 | 7400 | 0 | 0.041393 | 0 | 99999 | 99999 | 99999 | 1 | 0 | 1 | -360 | 360 | 0 | 0 | 0 | 0 | 0 | 0 | 0 | 0
7389 | 7428 | 0 | 0.19587 | 0 | 99999 | 99999 | 99999 | 1 | 0 | 1 | -360 | 360 | 0 | 0 | 0 | 0 | 0 | 0 | 0 | 0
7389 | 7422 | 0 | 0.082495 | 0 | 99999 | 99999 | 99999 | 1 | 0 | 1 | -360 | 360 | 0 | 0 | 0 | 0 | 0 | 0 | 0 | 0
7389 | 7410 | 0 | 0.41325 | 0 | 99999 | 99999 | 99999 | 1 | 0 | 1 | -360 | 360 | 0 | 0 | 0 | 0 | 0 | 0 | 0 | 0
7389 | 7400 | 0 | 0.055215 | 0 | 99999 | 99999 | 99999 | 1 | 0 | 1 | -360 | 360 | 0 | 0 | 0 | 0 | 0 | 0 | 0 | 0
7389 | 8158 | 0 | 0.017901 | 0 | 99999 | 99999 | 99999 | 1 | 0 | 1 | -360 | 360 | 0 | 0 | 0 | 0 | 0 | 0 | 0 | 0
7389 | 7404 | 0 | 0.67639 | 0 | 99999 | 99999 | 99999 | 1 | 0 | 1 | -360 | 360 | 0 | 0 | 0 | 0 | 0 | 0 | 0 | 0
7389 | 8140 | 0 | 0.68525 | 0 | 99999 | 99999 | 99999 | 1 | 0 | 1 | -360 | 360 | 0 | 0 | 0 | 0 | 0 | 0 | 0 | 0
7389 | 8033 | 0 | 0.046545 | 0 | 99999 | 99999 | 99999 | 1 | 0 | 1 | -360 | 360 | 0 | 0 | 0 | 0 | 0 | 0 | 0 | 0
7400 | 7428 | 0 | 0.051437 | 0 | 99999 | 99999 | 99999 | 1 | 0 | 1 | -360 | 360 | 0 | 0 | 0 | 0 | 0 | 0 | 0 | 0
7400 | 7422 | 0 | 0.027647 | 0 | 99999 | 99999 | 99999 | 1 | 0 | 1 | -360 | 360 | 0 | 0 | 0 | 0 | 0 | 0 | 0 | 0
7400 | 7406 | 0 | 0.34528 | 0 | 99999 | 99999 | 99999 | 1 | 0 | 1 | -360 | 360 | 0 | 0 | 0 | 0 | 0 | 0 | 0 | 0
7400 | 7410 | 0 | 0.16111 | 0 | 99999 | 99999 | 99999 | 1 | 0 | 1 | -360 | 360 | 0 | 0 | 0 | 0 | 0 | 0 | 0 | 0
7400 | 7404 | 0 | 0.49685 | 0 | 99999 | 99999 | 99999 | 1 | 0 | 1 | -360 | 360 | 0 | 0 | 0 | 0 | 0 | 0 | 0 | 0
7404 | 7425 | 0 | 0.13107 | 0 | 99999 | 99999 | 99999 | 1 | 0 | 1 | -360 | 360 | 0 | 0 | 0 | 0 | 0 | 0 | 0 | 0
7406 | 7428 | 0 | 0.20238 | 0 | 99999 | 99999 | 99999 | 1 | 0 | 1 | -360 | 360 | 0 | 0 | 0 | 0 | 0 | 0 | 0 | 0
7406 | 7422 | 0 | 0.55168 | 0 | 99999 | 99999 | 99999 | 1 | 0 | 1 | -360 | 360 | 0 | 0 | 0 | 0 | 0 | 0 | 0 | 0
7410 | 7428 | 0 | 0.30414 | 0 | 99999 | 99999 | 99999 | 1 | 0 | 1 | -360 | 360 | 0 | 0 | 0 | 0 | 0 | 0 | 0 | 0
7410 | 7422 | 0 | 0.4595 | 0 | 99999 | 99999 | 99999 | 1 | 0 | 1 | -360 | 360 | 0 | 0 | 0 | 0 | 0 | 0 | 0 | 0
7410 | 7427 | 0 | 0.025925 | 0 | 99999 | 99999 | 99999 | 1 | 0 | 1 | -360 | 360 | 0 | 0 | 0 | 0 | 0 | 0 | 0 | 0
7422 | 7428 | 0 | 0.036721 | 0 | 99999 | 99999 | 99999 | 1 | 0 | 1 | -360 | 360 | 0 | 0 | 0 | 0 | 0 | 0 | 0 | 0
8001 | 8155 | 0 | 0.76131 | 0 | 99999 | 99999 | 99999 | 1 | 0 | 1 | -360 | 360 | 0 | 0 | 0 | 0 | 0 | 0 | 0 | 0
8002 | 8134 | 0 | 0.090558 | 0 | 99999 | 99999 | 99999 | 1 | 0 | 1 | -360 | 360 | 0 | 0 | 0 | 0 | 0 | 0 | 0 | 0
8033 | 8158 | 0 | 0.061627 | 0 | 99999 | 99999 | 99999 | 1 | 0 | 1 | -360 | 360 | 0 | 0 | 0 | 0 | 0 | 0 | 0 | 0
8060 | 8155 | 0 | 0.25961 | 0 | 99999 | 99999 | 99999 | 1 | 0 | 1 | -360 | 360 | 0 | 0 | 0 | 0 | 0 | 0 | 0 | 0
8060 | 8070 | 0 | 0.42386 | 0 | 99999 | 99999 | 99999 | 1 | 0 | 1 | -360 | 360 | 0 | 0 | 0 | 0 | 0 | 0 | 0 | 0
8060 | 8134 | 0 | 0.3672 | 0 | 99999 | 99999 | 99999 | 1 | 0 | 1 | -360 | 360 | 0 | 0 | 0 | 0 | 0 | 0 | 0 | 0
8060 | 8116 | 0 | 0.094045 | 0 | 99999 | 99999 | 99999 | 1 | 0 | 1 | -360 | 360 | 0 | 0 | 0 | 0 | 0 | 0 | 0 | 0
8060 | 8147 | 0 | 0.10957 | 0 | 99999 | 99999 | 99999 | 1 | 0 | 1 | -360 | 360 | 0 | 0 | 0 | 0 | 0 | 0 | 0 | 0
8070 | 8155 | 0 | 0.31891 | 0 | 99999 | 99999 | 99999 | 1 | 0 | 1 | -360 | 360 | 0 | 0 | 0 | 0 | 0 | 0 | 0 | 0
8070 | 8147 | 0 | 0.15653 | 0 | 99999 | 99999 | 99999 | 1 | 0 | 1 | -360 | 360 | 0 | 0 | 0 | 0 | 0 | 0 | 0 | 0
8077 | 8134 | 0 | 0.62735 | 0 | 99999 | 99999 | 99999 | 1 | 0 | 1 | -360 | 360 | 0 | 0 | 0 | 0 | 0 | 0 | 0 | 0
8077 | 8116 | 0 | 0.33717 | 0 | 99999 | 99999 | 99999 | 1 | 0 | 1 | -360 | 360 | 0 | 0 | 0 | 0 | 0 | 0 | 0 | 0
8077 | 8129 | 0 | 0.28886 | 0 | 99999 | 99999 | 99999 | 1 | 0 | 1 | -360 | 360 | 0 | 0 | 0 | 0 | 0 | 0 | 0 | 0
8087 | 8155 | 0 | 0.014561 | 0 | 99999 | 99999 | 99999 | 1 | 0 | 1 | -360 | 360 | 0 | 0 | 0 | 0 | 0 | 0 | 0 | 0
8095 | 8158 | 0 | 0.14518 | 0 | 99999 | 99999 | 99999 | 1 | 0 | 1 | -360 | 360 | 0 | 0 | 0 | 0 | 0 | 0 | 0 | 0
8095 | 8140 | 0 | 0.10602 | 0 | 99999 | 99999 | 99999 | 1 | 0 | 1 | -360 | 360 | 0 | 0 | 0 | 0 | 0 | 0 | 0 | 0
8116 | 8134 | 0 | 0.11812 | 0 | 99999 | 99999 | 99999 | 1 | 0 | 1 | -360 | 360 | 0 | 0 | 0 | 0 | 0 | 0 | 0 | 0
8116 | 8147 | 0 | 0.22546 | 0 | 99999 | 99999 | 99999 | 1 | 0 | 1 | -360 | 360 | 0 | 0 | 0 | 0 | 0 | 0 | 0 | 0
8129 | 8134 | 0 | 0.29861 | 0 | 99999 | 99999 | 99999 | 1 | 0 | 1 | -360 | 360 | 0 | 0 | 0 | 0 | 0 | 0 | 0 | 0
8129 | 8147 | 0 | 0.76063 | 0 | 99999 | 99999 | 99999 | 1 | 0 | 1 | -360 | 360 | 0 | 0 | 0 | 0 | 0 | 0 | 0 | 0
8134 | 8147 | 0 | 0.11116 | 0 | 99999 | 99999 | 99999 | 1 | 0 | 1 | -360 | 360 | 0 | 0 | 0 | 0 | 0 | 0 | 0 | 0
8140 | 8155 | 0 | 0.77748 | 0 | 99999 | 99999 | 99999 | 1 | 0 | 1 | -360 | 360 | 0 | 0 | 0 | 0 | 0 | 0 | 0 | 0
8140 | 8158 | 0 | 0.1155 | 0 | 99999 | 99999 | 99999 | 1 | 0 | 1 | -360 | 360 | 0 | 0 | 0 | 0 | 0 | 0 | 0 | 0
8147 | 8155 | 0 | 0.27776 | 0 | 99999 | 99999 | 99999 | 1 | 0 | 1 | -360 | 360 | 0 | 0 | 0 | 0 | 0 | 0 | 0 | 0
8155 | 8158 | 0 | 0.16248 | 0 | 99999 | 99999 | 99999 | 1 | 0 | 1 | -360 | 360 | 0 | 0 | 0 | 0 | 0 | 0 | 0 | 0