## Summary
================================================================================
¦ System Summary ¦
================================================================================
How many? How much? P (MW) Q (MVAr)
--------------------- ------------------- ------------- -----------------
Buses 2000 Total Gen Capacity 96291.5 0.0 to 0.0
Generators 544 On-line Capacity 81201.9 0.0 to 0.0
Committed Gens 432 Generation (actual) 67109.2 0.0
Loads 1125 Load 67109.2 0.0
Fixed 1125 Fixed 67109.2 0.0
Dispatchable 0 Dispatchable -0.0 of -0.0 -0.0
Shunts 0 Shunt (inj) -0.0 0.0
Branches 3206 Losses (I^2 * Z) 0.00 0.00
Transformers 861 Branch Charging (inj) - 0.0
Inter-ties 131 Total Inter-tie Flow 20135.0 0.0
Areas 8
Minimum Maximum
------------------------- --------------------------------
Voltage Magnitude 1.000 p.u. @ bus 1001 1.000 p.u. @ bus 1001
Voltage Angle -35.37 deg @ bus 4103 41.69 deg @ bus 1039
**********Reduction Summary****************
75 buses in reduced model
350 branches in reduced model, including 340 equivalent lines
544 generators in reduced model
Redistribute loads
**********Generator Placement Results**************
External generator on bus 1004 is moved to 5262
External generator on bus 1006 is moved to 1001
External generator on bus 1009 is moved to 1001
External generator on bus 1011 is moved to 1001
External generator on bus 1021 is moved to 1001
External generator on bus 1023 is moved to 5262
External generator on bus 1026 is moved to 1001
External generator on bus 1033 is moved to 1001
External generator on bus 1035 is moved to 1001
External generator on bus 1039 is moved to 1001
External generator on bus 1042 is moved to 1001
External generator on bus 1043 is moved to 1001
External generator on bus 1048 is moved to 1001
External generator on bus 1049 is moved to 1001
External generator on bus 1050 is moved to 1001
External generator on bus 1051 is moved to 1001
External generator on bus 1052 is moved to 1001
External generator on bus 1053 is moved to 1001
External generator on bus 1057 is moved to 1001
External generator on bus 1059 is moved to 1001
External generator on bus 1060 is moved to 1001
External generator on bus 1062 is moved to 1001
External generator on bus 1063 is moved to 1001
External generator on bus 1066 is moved to 1001
External generator on bus 1070 is moved to 1001
External generator on bus 1072 is moved to 1001
External generator on bus 1073 is moved to 1001
External generator on bus 1074 is moved to 1001
External generator on bus 1075 is moved to 1001
External generator on bus 1076 is moved to 1001
External generator on bus 1077 is moved to 1001
External generator on bus 1078 is moved to 1001
External generator on bus 1079 is moved to 5262
External generator on bus 1080 is moved to 1001
External generator on bus 1081 is moved to 1001
External generator on bus 1082 is moved to 1001
External generator on bus 1084 is moved to 1001
External generator on bus 1088 is moved to 1001
External generator on bus 1090 is moved to 1001
External generator on bus 2004 is moved to 5084
External generator on bus 2005 is moved to 5084
External generator on bus 2006 is moved to 5084
External generator on bus 2013 is moved to 2008
External generator on bus 2019 is moved to 2008
External generator on bus 2023 is moved to 8129
External generator on bus 2024 is moved to 8129
External generator on bus 2042 is moved to 2008
External generator on bus 2056 is moved to 5262
External generator on bus 2057 is moved to 5262
External generator on bus 2059 is moved to 2008
External generator on bus 2062 is moved to 5262
External generator on bus 2071 is moved to 5262
External generator on bus 2076 is moved to 5262
External generator on bus 2078 is moved to 5007
External generator on bus 2083 is moved to 5262
External generator on bus 2084 is moved to 5262
External generator on bus 2085 is moved to 5262
External generator on bus 2089 is moved to 5262
External generator on bus 2094 is moved to 2008
External generator on bus 2095 is moved to 2008
External generator on bus 2099 is moved to 5262
External generator on bus 2100 is moved to 5262
External generator on bus 2103 is moved to 5084
External generator on bus 2104 is moved to 5084
External generator on bus 2105 is moved to 5084
External generator on bus 2115 is moved to 8129
External generator on bus 2116 is moved to 8129
External generator on bus 2117 is moved to 8129
External generator on bus 2118 is moved to 8129
External generator on bus 2119 is moved to 8129
External generator on bus 2120 is moved to 8129
External generator on bus 2123 is moved to 2008
External generator on bus 2127 is moved to 2008
External generator on bus 3004 is moved to 3006
External generator on bus 3017 is moved to 3006
External generator on bus 3020 is moved to 1001
External generator on bus 3028 is moved to 5262
External generator on bus 3034 is moved to 5262
External generator on bus 3039 is moved to 5262
External generator on bus 3043 is moved to 5262
External generator on bus 3044 is moved to 5262
External generator on bus 3045 is moved to 5262
External generator on bus 3048 is moved to 5262
External generator on bus 3055 is moved to 5262
External generator on bus 3056 is moved to 5262
External generator on bus 3057 is moved to 5262
External generator on bus 3060 is moved to 5262
External generator on bus 3061 is moved to 5262
External generator on bus 3062 is moved to 5262
External generator on bus 3063 is moved to 5262
External generator on bus 3065 is moved to 3006
External generator on bus 3068 is moved to 3006
External generator on bus 3071 is moved to 3006
External generator on bus 3074 is moved to 4002
External generator on bus 3081 is moved to 5262
External generator on bus 3084 is moved to 5262
External generator on bus 3086 is moved to 3006
External generator on bus 3087 is moved to 3006
External generator on bus 3092 is moved to 5262
External generator on bus 3095 is moved to 3006
External generator on bus 3098 is moved to 5262
External generator on bus 3105 is moved to 6349
External generator on bus 3106 is moved to 6349
External generator on bus 3110 is moved to 5262
External generator on bus 3112 is moved to 1001
External generator on bus 3113 is moved to 1001
External generator on bus 3117 is moved to 3006
External generator on bus 3118 is moved to 3006
External generator on bus 3120 is moved to 4002
External generator on bus 3122 is moved to 5262
External generator on bus 3127 is moved to 3006
External generator on bus 3129 is moved to 5262
External generator on bus 3131 is moved to 3006
External generator on bus 3133 is moved to 5262
External generator on bus 3137 is moved to 3006
External generator on bus 3141 is moved to 3006
External generator on bus 4010 is moved to 4040
External generator on bus 4026 is moved to 6199
External generator on bus 4030 is moved to 7098
External generator on bus 4045 is moved to 4147
External generator on bus 4046 is moved to 4147
External generator on bus 4047 is moved to 4147
External generator on bus 4050 is moved to 4071
External generator on bus 4052 is moved to 4017
External generator on bus 4058 is moved to 4017
External generator on bus 4059 is moved to 4017
External generator on bus 4060 is moved to 4017
External generator on bus 4061 is moved to 4017
External generator on bus 4062 is moved to 4017
External generator on bus 4063 is moved to 4017
External generator on bus 4065 is moved to 4017
External generator on bus 4075 is moved to 4040
External generator on bus 4076 is moved to 4040
External generator on bus 4077 is moved to 4040
External generator on bus 4082 is moved to 4085
External generator on bus 4083 is moved to 4085
External generator on bus 4084 is moved to 4085
External generator on bus 4090 is moved to 4071
External generator on bus 4091 is moved to 4071
External generator on bus 4092 is moved to 4071
External generator on bus 4093 is moved to 4071
External generator on bus 4094 is moved to 4071
External generator on bus 4095 is moved to 4071
External generator on bus 4096 is moved to 4071
External generator on bus 4097 is moved to 4071
External generator on bus 4098 is moved to 4071
External generator on bus 4105 is moved to 4017
External generator on bus 4115 is moved to 4147
External generator on bus 4116 is moved to 4147
External generator on bus 4133 is moved to 6199
External generator on bus 4134 is moved to 6199
External generator on bus 4135 is moved to 6199
External generator on bus 4136 is moved to 6199
External generator on bus 4137 is moved to 6199
External generator on bus 4138 is moved to 6199
External generator on bus 4142 is moved to 4040
External generator on bus 4153 is moved to 4040
External generator on bus 4160 is moved to 4017
External generator on bus 4161 is moved to 4017
External generator on bus 4162 is moved to 4017
External generator on bus 4163 is moved to 4017
External generator on bus 4166 is moved to 4040
External generator on bus 4177 is moved to 4147
External generator on bus 4181 is moved to 4017
External generator on bus 4183 is moved to 4071
External generator on bus 4192 is moved to 4071
External generator on bus 4194 is moved to 4071
External generator on bus 4195 is moved to 4147
External generator on bus 5020 is moved to 5262
External generator on bus 5023 is moved to 5262
External generator on bus 5035 is moved to 5385
External generator on bus 5036 is moved to 5385
External generator on bus 5038 is moved to 5385
External generator on bus 5039 is moved to 5385
External generator on bus 5040 is moved to 5385
External generator on bus 5041 is moved to 5385
External generator on bus 5042 is moved to 5385
External generator on bus 5051 is moved to 8129
External generator on bus 5057 is moved to 5262
External generator on bus 5058 is moved to 5262
External generator on bus 5065 is moved to 5323
External generator on bus 5066 is moved to 5323
External generator on bus 5067 is moved to 5323
External generator on bus 5068 is moved to 5323
External generator on bus 5069 is moved to 5323
External generator on bus 5089 is moved to 5444
External generator on bus 5106 is moved to 5323
External generator on bus 5107 is moved to 5323
External generator on bus 5166 is moved to 5007
External generator on bus 5167 is moved to 5007
External generator on bus 5170 is moved to 5005
External generator on bus 5198 is moved to 5262
External generator on bus 5206 is moved to 5007
External generator on bus 5207 is moved to 5007
External generator on bus 5208 is moved to 5007
External generator on bus 5238 is moved to 5262
External generator on bus 5243 is moved to 5262
External generator on bus 5263 is moved to 5262
External generator on bus 5281 is moved to 8087
External generator on bus 5282 is moved to 8087
External generator on bus 5283 is moved to 8087
External generator on bus 5297 is moved to 5444
External generator on bus 5298 is moved to 5444
External generator on bus 5299 is moved to 5444
External generator on bus 5300 is moved to 5444
External generator on bus 5301 is moved to 5444
External generator on bus 5302 is moved to 5444
External generator on bus 5303 is moved to 5444
External generator on bus 5319 is moved to 5262
External generator on bus 5320 is moved to 5262
External generator on bus 5321 is moved to 5262
External generator on bus 5324 is moved to 5323
External generator on bus 5325 is moved to 5323
External generator on bus 5326 is moved to 5323
External generator on bus 5342 is moved to 5465
External generator on bus 5343 is moved to 5465
External generator on bus 5360 is moved to 8087
External generator on bus 5363 is moved to 5007
External generator on bus 5364 is moved to 5007
External generator on bus 5365 is moved to 5007
External generator on bus 5366 is moved to 5007
External generator on bus 5367 is moved to 5007
External generator on bus 5368 is moved to 5007
External generator on bus 5369 is moved to 5007
External generator on bus 5382 is moved to 5385
External generator on bus 5383 is moved to 5385
External generator on bus 5399 is moved to 5262
External generator on bus 5403 is moved to 5262
External generator on bus 5404 is moved to 5262
External generator on bus 5405 is moved to 5262
External generator on bus 5406 is moved to 5262
External generator on bus 5415 is moved to 5262
External generator on bus 5416 is moved to 5262
External generator on bus 5417 is moved to 5262
External generator on bus 5418 is moved to 5262
External generator on bus 5419 is moved to 5262
External generator on bus 5423 is moved to 5465
External generator on bus 5424 is moved to 5465
External generator on bus 6006 is moved to 6349
External generator on bus 6007 is moved to 6349
External generator on bus 6008 is moved to 6349
External generator on bus 6009 is moved to 6349
External generator on bus 6010 is moved to 6349
External generator on bus 6041 is moved to 6349
External generator on bus 6042 is moved to 6349
External generator on bus 6048 is moved to 6199
External generator on bus 6049 is moved to 6199
External generator on bus 6050 is moved to 6199
External generator on bus 6051 is moved to 6199
External generator on bus 6052 is moved to 6199
External generator on bus 6053 is moved to 6199
External generator on bus 6054 is moved to 6199
External generator on bus 6069 is moved to 6349
External generator on bus 6070 is moved to 6349
External generator on bus 6071 is moved to 6349
External generator on bus 6072 is moved to 6349
External generator on bus 6073 is moved to 6349
External generator on bus 6074 is moved to 6349
External generator on bus 6078 is moved to 6005
External generator on bus 6079 is moved to 6005
External generator on bus 6080 is moved to 6005
External generator on bus 6082 is moved to 6349
External generator on bus 6083 is moved to 6349
External generator on bus 6085 is moved to 6349
External generator on bus 6086 is moved to 6349
External generator on bus 6087 is moved to 6349
External generator on bus 6088 is moved to 6349
External generator on bus 6089 is moved to 6349
External generator on bus 6090 is moved to 6349
External generator on bus 6104 is moved to 6005
External generator on bus 6105 is moved to 6005
External generator on bus 6106 is moved to 6005
External generator on bus 6110 is moved to 8087
External generator on bus 6111 is moved to 8087
External generator on bus 6144 is moved to 6147
External generator on bus 6145 is moved to 6147
External generator on bus 6146 is moved to 6147
External generator on bus 6148 is moved to 6147
External generator on bus 6149 is moved to 6147
External generator on bus 6164 is moved to 6147
External generator on bus 6165 is moved to 6147
External generator on bus 6166 is moved to 6147
External generator on bus 6167 is moved to 6147
External generator on bus 6213 is moved to 6349
External generator on bus 6215 is moved to 6349
External generator on bus 6216 is moved to 6349
External generator on bus 6242 is moved to 6147
External generator on bus 6243 is moved to 6147
External generator on bus 6244 is moved to 6147
External generator on bus 6245 is moved to 6147
External generator on bus 6246 is moved to 6147
External generator on bus 6247 is moved to 6147
External generator on bus 6248 is moved to 6147
External generator on bus 6249 is moved to 6147
External generator on bus 6257 is moved to 6349
External generator on bus 6258 is moved to 6349
External generator on bus 6259 is moved to 6349
External generator on bus 6260 is moved to 6349
External generator on bus 6266 is moved to 7098
External generator on bus 6267 is moved to 7098
External generator on bus 6268 is moved to 7098
External generator on bus 6269 is moved to 7098
External generator on bus 6270 is moved to 7098
External generator on bus 6271 is moved to 7098
External generator on bus 6272 is moved to 7098
External generator on bus 6273 is moved to 7098
External generator on bus 6274 is moved to 7098
External generator on bus 6295 is moved to 6349
External generator on bus 6296 is moved to 6349
External generator on bus 6297 is moved to 6349
External generator on bus 6301 is moved to 6230
External generator on bus 6302 is moved to 6230
External generator on bus 6303 is moved to 6230
External generator on bus 6304 is moved to 6230
External generator on bus 6305 is moved to 6230
External generator on bus 7005 is moved to 7127
External generator on bus 7006 is moved to 7127
External generator on bus 7007 is moved to 7127
External generator on bus 7008 is moved to 7127
External generator on bus 7009 is moved to 7127
External generator on bus 7015 is moved to 7330
External generator on bus 7021 is moved to 7098
External generator on bus 7022 is moved to 7098
External generator on bus 7023 is moved to 7098
External generator on bus 7024 is moved to 7098
External generator on bus 7025 is moved to 7098
External generator on bus 7031 is moved to 7098
External generator on bus 7032 is moved to 7098
External generator on bus 7033 is moved to 7098
External generator on bus 7034 is moved to 7098
External generator on bus 7045 is moved to 7098
External generator on bus 7046 is moved to 7098
External generator on bus 7061 is moved to 7098
External generator on bus 7062 is moved to 7098
External generator on bus 7063 is moved to 7098
External generator on bus 7064 is moved to 7098
External generator on bus 7065 is moved to 7098
External generator on bus 7066 is moved to 7098
External generator on bus 7079 is moved to 7084
External generator on bus 7080 is moved to 7084
External generator on bus 7081 is moved to 7084
External generator on bus 7082 is moved to 7084
External generator on bus 7099 is moved to 7098
External generator on bus 7107 is moved to 7127
External generator on bus 7108 is moved to 7127
External generator on bus 7109 is moved to 7127
External generator on bus 7110 is moved to 7127
External generator on bus 7111 is moved to 7127
External generator on bus 7112 is moved to 7127
External generator on bus 7113 is moved to 7127
External generator on bus 7114 is moved to 7127
External generator on bus 7115 is moved to 7127
External generator on bus 7121 is moved to 7410
External generator on bus 7122 is moved to 7410
External generator on bus 7133 is moved to 7127
External generator on bus 7134 is moved to 7127
External generator on bus 7135 is moved to 7127
External generator on bus 7136 is moved to 7127
External generator on bus 7137 is moved to 7127
External generator on bus 7138 is moved to 7127
External generator on bus 7139 is moved to 7127
External generator on bus 7140 is moved to 7127
External generator on bus 7141 is moved to 7127
External generator on bus 7142 is moved to 7127
External generator on bus 7146 is moved to 7177
External generator on bus 7162 is moved to 7170
External generator on bus 7163 is moved to 7177
External generator on bus 7164 is moved to 7170
External generator on bus 7165 is moved to 7170
External generator on bus 7166 is moved to 7177
External generator on bus 7167 is moved to 7177
External generator on bus 7168 is moved to 7177
External generator on bus 7169 is moved to 7177
External generator on bus 7189 is moved to 7330
External generator on bus 7190 is moved to 7330
External generator on bus 7191 is moved to 7330
External generator on bus 7192 is moved to 7330
External generator on bus 7193 is moved to 7330
External generator on bus 7194 is moved to 7330
External generator on bus 7195 is moved to 7330
External generator on bus 7196 is moved to 7330
External generator on bus 7197 is moved to 7330
External generator on bus 7207 is moved to 7208
External generator on bus 7209 is moved to 7208
External generator on bus 7210 is moved to 7208
External generator on bus 7211 is moved to 7208
External generator on bus 7212 is moved to 7208
External generator on bus 7266 is moved to 7208
External generator on bus 7267 is moved to 7208
External generator on bus 7268 is moved to 7208
External generator on bus 7269 is moved to 7208
External generator on bus 7270 is moved to 7208
External generator on bus 7280 is moved to 7127
External generator on bus 7281 is moved to 7127
External generator on bus 7284 is moved to 7127
External generator on bus 7285 is moved to 7127
External generator on bus 7286 is moved to 7127
External generator on bus 7287 is moved to 7127
External generator on bus 7288 is moved to 7127
External generator on bus 7289 is moved to 7127
External generator on bus 7307 is moved to 7098
External generator on bus 7308 is moved to 7098
External generator on bus 7309 is moved to 7098
External generator on bus 7310 is moved to 7098
External generator on bus 7311 is moved to 7098
External generator on bus 7323 is moved to 7084
External generator on bus 7324 is moved to 7084
External generator on bus 7325 is moved to 7084
External generator on bus 7326 is moved to 7084
External generator on bus 7329 is moved to 7069
External generator on bus 7334 is moved to 7127
External generator on bus 7335 is moved to 7127
External generator on bus 7349 is moved to 7353
External generator on bus 7350 is moved to 7353
External generator on bus 7351 is moved to 7353
External generator on bus 7352 is moved to 7353
External generator on bus 7354 is moved to 7353
External generator on bus 7355 is moved to 7353
External generator on bus 7356 is moved to 7353
External generator on bus 7357 is moved to 7353
External generator on bus 7358 is moved to 7353
External generator on bus 7359 is moved to 7353
External generator on bus 7360 is moved to 7353
External generator on bus 7361 is moved to 7353
External generator on bus 7369 is moved to 7127
External generator on bus 7370 is moved to 7127
External generator on bus 7371 is moved to 7127
External generator on bus 7372 is moved to 7127
External generator on bus 7373 is moved to 7127
External generator on bus 7374 is moved to 7127
External generator on bus 7375 is moved to 7127
External generator on bus 7376 is moved to 7127
External generator on bus 7377 is moved to 7127
External generator on bus 7378 is moved to 7127
External generator on bus 7379 is moved to 7127
External generator on bus 7389 is moved to 7177
External generator on bus 7400 is moved to 7127
External generator on bus 7406 is moved to 7098
External generator on bus 7414 is moved to 7098
External generator on bus 7419 is moved to 7004
External generator on bus 7422 is moved to 7084
External generator on bus 7428 is moved to 7127
External generator on bus 8024 is moved to 7177
External generator on bus 8033 is moved to 7177
External generator on bus 8034 is moved to 7177
External generator on bus 8035 is moved to 7177
External generator on bus 8036 is moved to 7177
External generator on bus 8046 is moved to 8070
External generator on bus 8047 is moved to 8070
External generator on bus 8048 is moved to 8070
External generator on bus 8049 is moved to 8070
External generator on bus 8050 is moved to 8070
External generator on bus 8051 is moved to 8070
External generator on bus 8061 is moved to 8060
External generator on bus 8071 is moved to 8070
External generator on bus 8077 is moved to 8129
External generator on bus 8078 is moved to 8129
External generator on bus 8079 is moved to 8129
External generator on bus 8080 is moved to 8129
External generator on bus 8088 is moved to 8087
External generator on bus 8099 is moved to 8060
External generator on bus 8115 is moved to 8060
External generator on bus 8116 is moved to 8060
External generator on bus 8117 is moved to 8060
External generator on bus 8130 is moved to 8129
External generator on bus 8131 is moved to 8129
External generator on bus 8147 is moved to 8060
External generator on bus 8152 is moved to 7177
External generator on bus 8155 is moved to 8087
External generator on bus 8158 is moved to 7177

## Bus
bus_i | type | Pd | Qd | Gs | Bs | area | Vm | Va | baseKV | zone | Vmax | Vmin | lam_P | lam_Q | mu_Vmax | mu_Vmin
1001 | 1 | 2210.8408 | 5.89 | 0 | 3330.8226 | 1 | 0.97944 | -22.7348 | 115 | 9 | 1.1 | 0.9 | 25.75 | -3.48 | 0 | 0
2001 | 1 | -44.1969 | 13.7 | 0 | 102.6604 | 2 | 1.0018 | -59.9821 | 161 | 11 | 1.1 | 0.9 | 141.96 | 14.24 | 0 | 0
2008 | 1 | 410.4188 | 2.28 | 0 | 141.1431 | 2 | 1.0161 | -32.833 | 161 | 10 | 1.1 | 0.9 | 6.86 | -1.09 | 0 | 0
3002 | 1 | 152.2228 | 31.98 | 0 | 122.1921 | 3 | 0.99254 | -58.5374 | 115 | 28 | 1.1 | 0.9 | 45.23 | 5.45 | 0 | 0
3006 | 1 | 708.7992 | 2.08 | 0 | 261.1705 | 3 | 0.99984 | -26.8779 | 115 | 27 | 1.1 | 0.9 | -794.62 | 136.2 | 0 | 0
4002 | 1 | 93.4651 | 0.29 | 0 | 69.5584 | 4 | 1.0151 | -53.2544 | 115 | 20 | 1.1 | 0.9 | 7.08 | 1.87 | 0 | 0
4003 | 1 | 167.7633 | 36.07 | 0 | 74.3183 | 4 | 0.99532 | -72.5889 | 115 | 19 | 1.1 | 0.9 | 1762.88 | 217.81 | 0 | 0
4017 | 1 | 1323.3207 | 25.38 | 0 | 299.0856 | 4 | 1.0082 | -48.63 | 115 | 21 | 1.1 | 0.9 | 619.06 | 69.72 | 0 | 0
4040 | 1 | 910.4989 | 63.94 | 0 | 652.2053 | 4 | 1.02 | -64.9626 | 115 | 19 | 1.1 | 0.9 | 726.55 | 0 | 0 | 0
4042 | 1 | 117.8155 | 60.97 | 0 | 82.899 | 4 | 1.0098 | -71.1398 | 115 | 19 | 1.1 | 0.9 | 189.84 | 449.77 | 0 | 0
4066 | 1 | 307.3029 | 54.27 | 0 | 192.8756 | 4 | 1.0119 | -73.7485 | 115 | 19 | 1.1 | 0.9 | 1978.61 | 308.83 | 0 | 0
4071 | 1 | 1575.9403 | 79.75 | 0 | 167.764 | 4 | 0.99513 | -56.0554 | 115 | 19 | 1.1 | 0.9 | 183.42 | 63.6 | 0 | 0
4085 | 2 | 212.2592 | 0 | 0 | 114.2615 | 4 | 1.04 | -42.3592 | 13.8 | 21 | 1.1 | 0.9 | 18.76 | 0 | 0 | 0
4088 | 1 | 461.8527 | 60.21 | 0 | 349.7466 | 4 | 1.02 | -72.8755 | 115 | 19 | 1.1 | 0.9 | 1940.05 | 0 | 0 | 0
4103 | 1 | 238.557 | 53.8 | 0 | 197.4114 | 4 | 1.0049 | -74.238 | 115 | 19 | 1.1 | 0.9 | 2048.22 | 194.16 | 0 | 0
4147 | 1 | 663.6104 | 54.87 | 0 | 460.1779 | 4 | 1.02 | -57.7444 | 115 | 20 | 1.1 | 0.9 | 961.98 | 0 | 0 | 0
5003 | 1 | 687.2602 | 32.2 | 0 | 213.6549 | 5 | 0.9882 | -70.8775 | 161 | 16 | 1.1 | 0.9 | 549.6 | 24.83 | 0 | 0
5004 | 1 | 132.5502 | 3.31 | 0 | 111.5932 | 5 | 0.98669 | -63.6248 | 161 | 14 | 1.1 | 0.9 | 101.67 | 13.33 | 0 | 0
5005 | 1 | 17.6192 | 2.53 | 0 | 146.0039 | 5 | 1.0093 | -55.2029 | 161 | 18 | 1.1 | 0.9 | 40.44 | 1.75 | 0 | 0
5007 | 1 | 2314.4163 | 20.42 | 0 | 588.4356 | 5 | 0.99355 | -66.1084 | 161 | 17 | 1.1 | 0.9 | 361.22 | 5.03 | 0 | 0
5008 | 1 | -355.4097 | 2.15 | 0 | 377.113 | 5 | 1.0061 | -43.5845 | 161 | 15 | 1.1 | 0.9 | -1.92 | 14.44 | 0 | 0
5011 | 1 | -5.7918 | 2.17 | 0 | 56.4519 | 5 | 1.0036 | -55.4696 | 161 | 13 | 1.1 | 0.9 | 57.86 | 10.67 | 0 | 0
5030 | 1 | 265.8181 | 22.55 | 0 | 364.8611 | 5 | 0.98986 | -66.2936 | 161 | 12 | 1.1 | 0.9 | 135.78 | -1.77 | 0 | 0
5037 | 2 | -76.237 | 0 | 0 | 158.1475 | 5 | 1.02 | -63.3633 | 13.2 | 16 | 1.1 | 0.9 | 16.22 | 0 | 0 | 0
5084 | 1 | 370.5134 | 63.52 | 0 | 316.7886 | 5 | 0.99438 | -67.9774 | 161 | 16 | 1.1 | 0.9 | 203.38 | 34.97 | 0 | 0
5103 | 1 | 1378.1333 | 66.44 | 0 | 933.2971 | 5 | 0.99481 | -69.0101 | 161 | 16 | 1.1 | 0.9 | 226.42 | 36.79 | 0 | 0
5161 | 1 | 960.7943 | 56.57 | 0 | 693.0687 | 5 | 1.0114 | -71.1923 | 161 | 16 | 1.1 | 0.9 | 662.23 | 11.52 | 0 | 0
5262 | 2 | 6176.2345 | 0 | 0 | 864.6916 | 5 | 1.01 | -49.5362 | 13.8 | 18 | 1.1 | 0.9 | 8.62 | 0 | 0 | 0
5305 | 1 | 371.6713 | 53.67 | 0 | 428.1066 | 5 | 0.99889 | -67.4699 | 161 | 16 | 1.1 | 0.9 | 226.7 | 39.18 | 0 | 0
5323 | 1 | 3480.391 | 62.17 | 0 | 1123.92 | 5 | 0.9993 | -68.0082 | 161 | 17 | 1.1 | 0.9 | 220.17 | 35.01 | 0 | 0
5385 | 1 | 1406.2534 | 68.28 | 0 | 1127.6572 | 5 | 1.0052 | -66.9162 | 161 | 16 | 1.1 | 0.9 | 1294.11 | 20.16 | 0 | 0
5444 | 2 | 1092.5314 | 0 | 0 | 1188.6145 | 5 | 1.01 | -59.9041 | 500 | 17 | 1.1 | 0.9 | 95.24 | 0 | 0 | 0
5449 | 1 | 554.2957 | 75.65 | 0 | 800.0179 | 5 | 1.0088 | -67.2701 | 161 | 17 | 1.1 | 0.9 | 190.49 | 30.46 | 0 | 0
5465 | 1 | 777.8388 | 61.81 | 0 | 771.4558 | 5 | 1.0078 | -67.8659 | 161 | 16 | 1.1 | 0.9 | 196.17 | 19.55 | 0 | 0
6001 | 1 | 413.3293 | 29.41 | 0 | 516.1579 | 6 | 1.02 | -57.1459 | 115 | 22 | 1.1 | 0.9 | -9.42 | 0 | 0 | 0
6002 | 1 | 393.9321 | 9.2 | 0 | 342.0991 | 6 | 1.002 | -57.1471 | 115 | 26 | 1.1 | 0.9 | 421.05 | 72.56 | 0 | 0
6005 | 1 | 1272.3834 | 21.39 | 0 | 281.6571 | 6 | 1.0148 | -46.1515 | 115 | 25 | 1.1 | 0.9 | 196.34 | 16.4 | 0 | 0
6014 | 1 | 66.8361 | 1.56 | 0 | 129.8378 | 6 | 1.0108 | -51.9809 | 115 | 24 | 1.1 | 0.9 | 717.8 | 0.19 | 0 | 0
6018 | 1 | 603.5076 | 0.7 | 0 | 250.8801 | 6 | 0.98899 | -56.8942 | 115 | 23 | 1.1 | 0.9 | 634.76 | 147.18 | 0 | 0
6035 | 1 | 735.076 | 58.47 | 0 | 400.2324 | 6 | 0.99182 | -56.2031 | 115 | 23 | 1.1 | 0.9 | 765.29 | 139.2 | 0 | 0
6120 | 1 | 614.7379 | 55.33 | 0 | 259.0897 | 6 | 0.9947 | -56.4273 | 115 | 23 | 1.1 | 0.9 | 278.3 | 71.32 | 0 | 0
6147 | 2 | 2386.4165 | 0 | 0 | 308.06 | 6 | 1.03 | -44.1096 | 13.8 | 22 | 1.1 | 0.9 | 18.17 | 0 | 0 | 0
6199 | 1 | 1552.215 | 67.93 | 0 | 1088.7532 | 6 | 1.0052 | -56.0721 | 115 | 26 | 1.1 | 0.9 | 161.79 | 19.8 | 0 | 0
6214 | 2 | -205.0564 | 0 | 0 | 137.6286 | 6 | 1.04 | -38.3642 | 13.8 | 23 | 1.1 | 0.9 | 21.48 | 0 | 0 | 0
6230 | 1 | 1368.5757 | 54.26 | 0 | 410.6672 | 6 | 0.9994 | -55.5646 | 115 | 22 | 1.1 | 0.9 | 107.04 | 10.1 | 0 | 0
6349 | 2 | 2227.675 | 0 | 0 | 1217.87 | 6 | 1.0272 | -49.6522 | 500 | 23 | 1.1 | 0.9 | 0.07 | -12.25 | 0 | 0
7001 | 1 | -185.5099 | 2.64 | 0 | 140.3644 | 7 | 0.99883 | -35.8973 | 115 | 6 | 1.1 | 0.9 | 128.96 | 18.58 | 0 | 0
7004 | 1 | 15.4683 | 62.88 | 0 | 720.4162 | 7 | 1.0089 | -34.1454 | 115 | 4 | 1.1 | 0.9 | 358.9 | 80.4 | 0 | 0
7010 | 1 | 152.972 | 4.43 | 0 | 108.254 | 7 | 0.98341 | -42.9026 | 115 | 5 | 1.1 | 0.9 | 953.38 | 175.93 | 0 | 0
7012 | 1 | 91.2657 | 0.27 | 0 | 49.7917 | 7 | 0.97807 | -38.9259 | 115 | 3 | 1.1 | 0.9 | 448.12 | 114.81 | 0 | 0
7039 | 1 | -40.0431 | 66.73 | 0 | 174.5134 | 7 | 0.99874 | -37.255 | 115 | 3 | 1.1 | 0.9 | 1232.46 | 94.67 | 0 | 0
7049 | 1 | 283.7159 | 80.22 | 0 | 351.2728 | 7 | 1.0026 | -38.5892 | 115 | 3 | 1.1 | 0.9 | 1377.38 | 47.61 | 0 | 0
7069 | 1 | -30.4287 | 14.5 | 0 | 71.8617 | 7 | 1.001 | -33.9157 | 115 | 1 | 1.1 | 0.9 | 812.09 | 124.42 | 0 | 0
7074 | 1 | 12.8845 | 19.59 | 0 | 107.6788 | 7 | 1.0084 | -33.7946 | 115 | 2 | 1.1 | 0.9 | 71.58 | -7.39 | 0 | 0
7084 | 1 | 1244.0897 | 60.84 | 0 | 206.6354 | 7 | 1.0038 | -33.7156 | 115 | 4 | 1.1 | 0.9 | 43.61 | -15.83 | 0 | 0
7091 | 1 | 423.8933 | 59.69 | 0 | 441.277 | 7 | 1.02 | -39.739 | 115 | 3 | 1.1 | 0.9 | 674.56 | 0 | 0 | 0
7098 | 3 | 3222.5353 | 0 | 0 | 148.5405 | 7 | 1 | 0 | 13.8 | 1 | 1.1 | 0.9 | 7.46 | 0 | 0 | 0
7101 | 1 | 366.6661 | 60.21 | 0 | 158.2671 | 7 | 0.9962 | -38.4429 | 115 | 3 | 1.1 | 0.9 | 1116.45 | 96.9 | 0 | 0
7127 | 1 | 6062.606 | 63.34 | 0 | 658.2875 | 7 | 1.0045 | -34.5289 | 115 | 3 | 1.1 | 0.9 | 249.15 | 138.18 | 0 | 0
7170 | 2 | -198.2225 | 0 | 0 | 226.6636 | 7 | 1.04 | -29.0975 | 18 | 3 | 1.1 | 0.9 | 17.38 | 0 | 0 | 0
7177 | 1 | 1734.2226 | 59.96 | 0 | 431.1372 | 7 | 0.985 | -39.6556 | 115 | 5 | 1.1 | 0.9 | 343.92 | 59.62 | 0 | 0
7201 | 1 | 228.6361 | 61.42 | 0 | 377.8177 | 7 | 1.0059 | -39.2021 | 115 | 5 | 1.1 | 0.9 | 2211.45 | 17.55 | 0 | 0
7208 | 2 | 753.8195 | 0 | 0 | 257.4207 | 7 | 1.04 | -20.7691 | 18 | 4 | 1.1 | 0.9 | 25.73 | 0 | 0 | 0
7229 | 1 | -9.8641 | 80.87 | 0 | 359.5438 | 7 | 1.0008 | -36.2211 | 115 | 3 | 1.1 | 0.9 | 235.6 | 50.75 | 0 | 0
7246 | 1 | 492.0345 | 56.53 | 0 | 126.4673 | 7 | 0.97673 | -41.3673 | 115 | 3 | 1.1 | 0.9 | 1509.8 | 99.38 | 0 | 0
7248 | 1 | 732.7078 | 62.48 | 0 | 245.881 | 7 | 0.98233 | -40.0579 | 115 | 3 | 1.1 | 0.9 | 771.38 | 192.44 | 0 | 0
7330 | 1 | 1708.4734 | 55.55 | 0 | 451.8438 | 7 | 0.98861 | -38.9959 | 115 | 3 | 1.1 | 0.9 | 849.84 | -32.03 | 0 | 0
7353 | 2 | 2667.5347 | 0 | 0 | 155.0613 | 7 | 1.04 | -20.3169 | 13.8 | 3 | 1.1 | 0.9 | 19.64 | 0 | 0 | 0
7410 | 1 | 179.741 | 61.11 | 0 | 200.4793 | 7 | 0.98814 | -38.1912 | 115 | 3 | 1.1 | 0.9 | 1785.43 | 176.67 | 0 | 0
8001 | 1 | 84.3994 | 3.07 | 0 | 99.7014 | 8 | 1.0154 | -57.862 | 115 | 7 | 1.1 | 0.9 | 101.5 | 12.04 | 0 | 0
8002 | 1 | 276.086 | 3.35 | 0 | 202.4678 | 8 | 1.0071 | -71.0264 | 115 | 8 | 1.1 | 0.9 | 629.18 | -42.91 | 0 | 0
8060 | 2 | 205.6767 | 0 | 0 | 365.4829 | 8 | 1.0237 | -58.1412 | 13.8 | 7 | 1.1 | 0.9 | 30.66 | -2.29 | 0 | 0
8070 | 2 | 1023.3351 | 0 | 0 | 290.7122 | 8 | 1.0119 | -52.2329 | 13.8 | 7 | 1.1 | 0.9 | 33.58 | -0.29 | 0 | 0
8087 | 2 | 2414.242 | 0 | 0 | 365.2866 | 8 | 1.0316 | -46.7842 | 18 | 7 | 1.1 | 0.9 | 31.43 | 0.15 | 0 | 0
8129 | 2 | 2707.2907 | 0 | 0 | 482.0163 | 8 | 1.03 | -51.7569 | 18 | 8 | 1.1 | 0.9 | 121.37 | 0 | 0 | 0

## Gen
Bus | Pg | Qg | Qmax | Qmin | Vg | mBase | status | Pmax | Pmin | Pc1 | Pc2 | Qc1min | Qc1max | Qc2min | Qc2max | ramp_agc | ramp_10 | ramp_30 | ramp_q | apf | mu_Pmax | mu_Pmin | mu_Qmax | mu_Qmin
5262 | 158.25 | -30.38 | 44.94 | -30.38 | 1.01 | 253.2 | 1 | 158.25 | 158.25 | 0 | 0 | 0 | 0 | 0 | 0 | 0 | 0 | 0 | 0 | 211 | 0 | 0 | 0 | 0
1001 | 25.73 | -4.35 | 7.31 | -4.94 | 1 | 41.16 | 1 | 25.73 | 25.73 | 0 | 0 | 0 | 0 | 0 | 0 | 0 | 0 | 0 | 0 | 34.3 | 0 | 0 | 0 | 0
1001 | 61.87 | -11.88 | 17.57 | -11.88 | 1 | 99 | 1 | 61.87 | 61.87 | 0 | 0 | 0 | 0 | 0 | 0 | 0 | 0 | 0 | 0 | 82.5 | 0 | 0 | 0 | 0
1001 | 9.97 | 0 | 0 | 0 | 1 | 12 | 1 | 10 | 3 | 0 | 0 | 0 | 0 | 0 | 0 | 0 | 0 | 0 | 0 | 10 | 0 | 0 | 0 | 0
1001 | 149.63 | -23.15 | 42.49 | -28.73 | 1 | 239.4 | 1 | 149.63 | 149.63 | 0 | 0 | 0 | 0 | 0 | 0 | 0 | 0 | 0 | 0 | 199.5 | 0 | 0 | 0 | 0
5262 | 135 | 2.26 | 38.34 | -25.92 | 1.01 | 216 | 1 | 135 | 135 | 0 | 0 | 0 | 0 | 0 | 0 | 0 | 0 | 0 | 0 | 180 | 0 | 0 | 0 | 0
1001 | 93.15 | -3.42 | 26.45 | -17.88 | 1 | 149.04 | 1 | 93.15 | 93.15 | 0 | 0 | 0 | 0 | 0 | 0 | 0 | 0 | 0 | 0 | 124.2 | 0 | 0 | 0 | 0
1001 | 208.5 | -40.03 | 59.21 | -40.03 | 1 | 333.6 | 1 | 208.5 | 208.5 | 0 | 0 | 0 | 0 | 0 | 0 | 0 | 0 | 0 | 0 | 278 | 0 | 0 | 0 | 0
1001 | 67.5 | -6.87 | 19.17 | -12.96 | 1 | 108 | 1 | 67.5 | 67.5 | 0 | 0 | 0 | 0 | 0 | 0 | 0 | 0 | 0 | 0 | 90 | 0 | 0 | 0 | 0
1001 | 110.63 | -16.65 | 31.42 | -21.24 | 1 | 177 | 1 | 110.63 | 110.63 | 0 | 0 | 0 | 0 | 0 | 0 | 0 | 0 | 0 | 0 | 147.5 | 0 | 0 | 0 | 0
1001 | 0 | 0 | 25.96 | -17.55 | 1 | 146.28 | 0 | 121.9 | 36.57 | 0 | 0 | 0 | 0 | 0 | 0 | 0 | 0 | 0 | 0 | 121.9 | 0 | 0 | 0 | 0
1001 | 44.1 | -1.16 | 12.52 | -8.47 | 1 | 70.56 | 1 | 44.1 | 44.1 | 0 | 0 | 0 | 0 | 0 | 0 | 0 | 0 | 0 | 0 | 58.8 | 0 | 0 | 0 | 0
1001 | 0 | 0 | 165.53 | -36.1 | 1 | 390.24 | 0 | 325.2 | 97.56 | 0 | 0 | 0 | 0 | 0 | 0 | 0 | 0 | 0 | 0 | 325.2 | 0 | 0 | 0 | 0
1001 | 0 | 0 | 165.53 | -36.1 | 1 | 390.24 | 0 | 325.2 | 97.56 | 0 | 0 | 0 | 0 | 0 | 0 | 0 | 0 | 0 | 0 | 325.2 | 0 | 0 | 0 | 0
1001 | 89.15 | -4.14 | 45.5 | -9.92 | 1 | 107.28 | 1 | 89.4 | 26.82 | 0 | 0 | 0 | 0 | 0 | 0 | 0 | 0 | 0 | 0 | 89.4 | 0 | 0 | 0 | 0
1001 | 89.15 | -2.88 | 45.5 | -9.92 | 1 | 107.28 | 1 | 89.4 | 26.82 | 0 | 0 | 0 | 0 | 0 | 0 | 0 | 0 | 0 | 0 | 89.4 | 0 | 0 | 0 | 0
1001 | 89.15 | -7.04 | 45.5 | -9.92 | 1 | 107.28 | 1 | 89.4 | 26.82 | 0 | 0 | 0 | 0 | 0 | 0 | 0 | 0 | 0 | 0 | 89.4 | 0 | 0 | 0 | 0
1001 | 0 | 0 | 91.01 | -19.85 | 1 | 214.56 | 0 | 178.8 | 53.64 | 0 | 0 | 0 | 0 | 0 | 0 | 0 | 0 | 0 | 0 | 178.8 | 0 | 0 | 0 | 0
1001 | 0 | 0 | 25.56 | -17.28 | 1 | 144 | 0 | 120 | 36 | 0 | 0 | 0 | 0 | 0 | 0 | 0 | 0 | 0 | 0 | 120 | 0 | 0 | 0 | 0
1001 | 0 | 0 | 2.85 | -0.62 | 1.04 | 6.72 | 0 | 5.6 | 1.68 | 0 | 0 | 0 | 0 | 0 | 0 | 0 | 0 | 0 | 0 | 5.6 | 0 | 0 | 0 | 0
1001 | 0 | 0 | 1.02 | -0.22 | 1.04 | 2.4 | 0 | 2 | 0.6 | 0 | 0 | 0 | 0 | 0 | 0 | 0 | 0 | 0 | 0 | 2 | 0 | 0 | 0 | 0
1001 | 0 | 0 | 0 | 0 | 1.01 | 1.8 | 0 | 1.5 | 0.45 | 0 | 0 | 0 | 0 | 0 | 0 | 0 | 0 | 0 | 0 | 1.5 | 0 | 0 | 0 | 0
1001 | 0 | 0 | 0 | 0 | 1.01 | 276 | 0 | 230 | 69 | 0 | 0 | 0 | 0 | 0 | 0 | 0 | 0 | 0 | 0 | 230 | 0 | 0 | 0 | 0
1001 | 106.88 | -0.83 | 30.35 | -20.52 | 1 | 171 | 1 | 106.88 | 106.88 | 0 | 0 | 0 | 0 | 0 | 0 | 0 | 0 | 0 | 0 | 142.5 | 0 | 0 | 0 | 0
1001 | 120.38 | 25.49 | 34.19 | -23.11 | 1.04 | 192.6 | 1 | 120.38 | 120.38 | 0 | 0 | 0 | 0 | 0 | 0 | 0 | 0 | 0 | 0 | 160.5 | 0 | 0 | 0 | 0
1001 | 191.59 | 30.82 | 97.8 | -21.33 | 1.01 | 230.56 | 1 | 192.13 | 57.64 | 0 | 0 | 0 | 0 | 0 | 0 | 0 | 0 | 0 | 0 | 192.13 | 0 | 0 | 0 | 0
1001 | 191.59 | 35.97 | 97.8 | -21.33 | 1.01 | 230.56 | 1 | 192.13 | 57.64 | 0 | 0 | 0 | 0 | 0 | 0 | 0 | 0 | 0 | 0 | 192.13 | 0 | 0 | 0 | 0
1001 | 191.59 | 32.68 | 97.8 | -21.33 | 1.01 | 230.56 | 1 | 192.13 | 57.64 | 0 | 0 | 0 | 0 | 0 | 0 | 0 | 0 | 0 | 0 | 192.13 | 0 | 0 | 0 | 0
1001 | 191.59 | 34.38 | 97.8 | -21.33 | 1.01 | 230.56 | 1 | 192.13 | 57.64 | 0 | 0 | 0 | 0 | 0 | 0 | 0 | 0 | 0 | 0 | 192.13 | 0 | 0 | 0 | 0
1001 | 0 | 0 | 97.8 | -21.33 | 1.01 | 230.56 | 0 | 192.13 | 57.64 | 0 | 0 | 0 | 0 | 0 | 0 | 0 | 0 | 0 | 0 | 192.13 | 0 | 0 | 0 | 0
1001 | 0 | 0 | 97.8 | -21.33 | 1.01 | 230.56 | 0 | 192.13 | 57.64 | 0 | 0 | 0 | 0 | 0 | 0 | 0 | 0 | 0 | 0 | 192.13 | 0 | 0 | 0 | 0
1001 | 95.23 | 18.16 | 48.61 | -10.6 | 1.01 | 114.6 | 1 | 95.5 | 28.65 | 0 | 0 | 0 | 0 | 0 | 0 | 0 | 0 | 0 | 0 | 95.5 | 0 | 0 | 0 | 0
5262 | 95.23 | -10.6 | 48.61 | -10.6 | 1.01 | 114.6 | 1 | 95.5 | 28.65 | 0 | 0 | 0 | 0 | 0 | 0 | 0 | 0 | 0 | 0 | 95.5 | 0 | 0 | 0 | 0
1001 | 95.23 | 14.9 | 48.61 | -10.6 | 1.01 | 114.6 | 1 | 95.5 | 28.65 | 0 | 0 | 0 | 0 | 0 | 0 | 0 | 0 | 0 | 0 | 95.5 | 0 | 0 | 0 | 0
1001 | 0 | 0 | 145.83 | -31.8 | 1.01 | 343.8 | 0 | 286.5 | 85.95 | 0 | 0 | 0 | 0 | 0 | 0 | 0 | 0 | 0 | 0 | 286.5 | 0 | 0 | 0 | 0
1001 | 112.5 | -21.6 | 31.95 | -21.6 | 1 | 180 | 1 | 112.5 | 112.5 | 0 | 0 | 0 | 0 | 0 | 0 | 0 | 0 | 0 | 0 | 150 | 0 | 0 | 0 | 0
1001 | 86.62 | 24.6 | 24.6 | -16.63 | 1.04 | 138.6 | 1 | 86.62 | 86.62 | 0 | 0 | 0 | 0 | 0 | 0 | 0 | 0 | 0 | 0 | 115.5 | 0 | 0 | 0 | 0
1001 | 56.25 | -0.29 | 15.97 | -10.8 | 1 | 90 | 1 | 56.25 | 56.25 | 0 | 0 | 0 | 0 | 0 | 0 | 0 | 0 | 0 | 0 | 75 | 0 | 0 | 0 | 0
1001 | 114.37 | 31.03 | 32.48 | -21.96 | 1.02 | 183 | 1 | 114.37 | 114.37 | 0 | 0 | 0 | 0 | 0 | 0 | 0 | 0 | 0 | 0 | 152.5 | 0 | 0 | 0 | 0
1001 | 27 | 7.67 | 7.67 | -5.18 | 1.02 | 43.2 | 1 | 27 | 27 | 0 | 0 | 0 | 0 | 0 | 0 | 0 | 0 | 0 | 0 | 36 | 0 | 0 | 0 | 0
5084 | 0 | 0 | 199.43 | -43.49 | 1.02 | 470.16 | 0 | 391.8 | 117.54 | 0 | 0 | 0 | 0 | 0 | 0 | 0 | 0 | 0 | 0 | 391.8 | 0 | 0 | 0 | 0
5084 | 0 | 0 | 199.43 | -43.49 | 1.02 | 470.16 | 0 | 391.8 | 117.54 | 0 | 0 | 0 | 0 | 0 | 0 | 0 | 0 | 0 | 0 | 391.8 | 0 | 0 | 0 | 0
5084 | 0 | 0 | 199.43 | -43.49 | 1.02 | 470.16 | 0 | 391.8 | 117.54 | 0 | 0 | 0 | 0 | 0 | 0 | 0 | 0 | 0 | 0 | 391.8 | 0 | 0 | 0 | 0
2008 | 150.45 | -28.89 | 42.73 | -28.89 | 1 | 240.72 | 1 | 150.45 | 150.45 | 0 | 0 | 0 | 0 | 0 | 0 | 0 | 0 | 0 | 0 | 200.6 | 0 | 0 | 0 | 0
2008 | 0 | 0 | 46.43 | -31.39 | 1.04 | 261.6 | 0 | 218 | 65.4 | 0 | 0 | 0 | 0 | 0 | 0 | 0 | 0 | 0 | 0 | 218 | 0 | 0 | 0 | 0
8129 | 83.1 | 18.16 | 42.42 | -9.25 | 1.02 | 100 | 1 | 83.33 | 25 | 0 | 0 | 0 | 0 | 0 | 0 | 0 | 0 | 0 | 0 | 83.33 | 0 | 0 | 0 | 0
8129 | 166.2 | 26.53 | 84.83 | -18.5 | 1.02 | 200 | 1 | 166.67 | 50 | 0 | 0 | 0 | 0 | 0 | 0 | 0 | 0 | 0 | 0 | 166.67 | 0 | 0 | 0 | 0
2008 | 59.7 | -11.46 | 16.95 | -11.46 | 1.01 | 95.52 | 1 | 59.7 | 59.7 | 0 | 0 | 0 | 0 | 0 | 0 | 0 | 0 | 0 | 0 | 79.6 | 0 | 0 | 0 | 0
5262 | 0 | 0 | 2.8 | -0.73 | 0.99 | 7.2 | 0 | 6 | 1.8 | 0 | 0 | 0 | 0 | 0 | 0 | 0 | 0 | 0 | 0 | 6 | 0 | 0 | 0 | 0
5262 | 573.57 | -47.07 | 335.52 | -87.84 | 0.99 | 864 | 1 | 720 | 216 | 0 | 0 | 0 | 0 | 0 | 0 | 0 | 0 | 0 | 0 | 720 | 0 | 0 | 0 | 0
2008 | 60 | -11.52 | 17.04 | -11.52 | 1 | 96 | 1 | 60 | 60 | 0 | 0 | 0 | 0 | 0 | 0 | 0 | 0 | 0 | 0 | 80 | 0 | 0 | 0 | 0
5262 | 101.55 | -4.84 | 28.84 | -19.5 | 1.02 | 162.48 | 1 | 101.55 | 101.55 | 0 | 0 | 0 | 0 | 0 | 0 | 0 | 0 | 0 | 0 | 135.4 | 0 | 0 | 0 | 0
5262 | 112.5 | -0.82 | 31.95 | -21.6 | 1 | 180 | 1 | 112.5 | 112.5 | 0 | 0 | 0 | 0 | 0 | 0 | 0 | 0 | 0 | 0 | 150 | 0 | 0 | 0 | 0
5262 | 22.5 | 6.39 | 6.39 | -4.32 | 1.04 | 36 | 1 | 22.5 | 22.5 | 0 | 0 | 0 | 0 | 0 | 0 | 0 | 0 | 0 | 0 | 30 | 0 | 0 | 0 | 0
5007 | 84.38 | 3.09 | 23.96 | -16.2 | 1.02 | 135 | 1 | 84.38 | 84.38 | 0 | 0 | 0 | 0 | 0 | 0 | 0 | 0 | 0 | 0 | 112.5 | 0 | 0 | 0 | 0
5262 | 19.94 | 10.18 | 10.18 | -2.22 | 1.02 | 24 | 1 | 20 | 6 | 0 | 0 | 0 | 0 | 0 | 0 | 0 | 0 | 0 | 0 | 20 | 0 | 0 | 0 | 0
5262 | 0 | 0 | 10.18 | -2.22 | 1.02 | 24 | 0 | 20 | 6 | 0 | 0 | 0 | 0 | 0 | 0 | 0 | 0 | 0 | 0 | 20 | 0 | 0 | 0 | 0
5262 | 0 | 0 | 20.36 | -4.44 | 1.02 | 48 | 0 | 40 | 12 | 0 | 0 | 0 | 0 | 0 | 0 | 0 | 0 | 0 | 0 | 40 | 0 | 0 | 0 | 0
5262 | 50.7 | 0.48 | 14.4 | -9.73 | 1 | 81.12 | 1 | 50.7 | 50.7 | 0 | 0 | 0 | 0 | 0 | 0 | 0 | 0 | 0 | 0 | 67.6 | 0 | 0 | 0 | 0
2008 | 0 | 0 | 2.13 | -1.44 | 1 | 12 | 0 | 10 | 3 | 0 | 0 | 0 | 0 | 0 | 0 | 0 | 0 | 0 | 0 | 10 | 0 | 0 | 0 | 0
2008 | 0 | 0 | 16.93 | -11.45 | 1 | 95.4 | 0 | 79.5 | 23.85 | 0 | 0 | 0 | 0 | 0 | 0 | 0 | 0 | 0 | 0 | 79.5 | 0 | 0 | 0 | 0
5262 | 7.5 | -0.05 | 2.13 | -1.44 | 1.02 | 12 | 1 | 7.5 | 7.5 | 0 | 0 | 0 | 0 | 0 | 0 | 0 | 0 | 0 | 0 | 10 | 0 | 0 | 0 | 0
5262 | 112.5 | 0.58 | 31.95 | -21.6 | 1.02 | 180 | 1 | 112.5 | 112.5 | 0 | 0 | 0 | 0 | 0 | 0 | 0 | 0 | 0 | 0 | 150 | 0 | 0 | 0 | 0
5084 | 0 | 0 | 136.28 | -29.72 | 1 | 321.28 | 0 | 267.73 | 80.32 | 0 | 0 | 0 | 0 | 0 | 0 | 0 | 0 | 0 | 0 | 267.73 | 0 | 0 | 0 | 0
5084 | 0 | 0 | 136.28 | -29.72 | 1 | 321.28 | 0 | 267.73 | 80.32 | 0 | 0 | 0 | 0 | 0 | 0 | 0 | 0 | 0 | 0 | 267.73 | 0 | 0 | 0 | 0
5084 | 0 | 0 | 136.28 | -29.72 | 1 | 321.28 | 0 | 267.73 | 80.32 | 0 | 0 | 0 | 0 | 0 | 0 | 0 | 0 | 0 | 0 | 267.73 | 0 | 0 | 0 | 0
8129 | 184.2 | -20.5 | 94.02 | -20.5 | 1 | 221.66 | 1 | 184.72 | 55.41 | 0 | 0 | 0 | 0 | 0 | 0 | 0 | 0 | 0 | 0 | 184.72 | 0 | 0 | 0 | 0
8129 | 184.2 | -20.5 | 94.02 | -20.5 | 1 | 221.66 | 1 | 184.72 | 55.41 | 0 | 0 | 0 | 0 | 0 | 0 | 0 | 0 | 0 | 0 | 184.72 | 0 | 0 | 0 | 0
8129 | 184.2 | -20.5 | 94.02 | -20.5 | 1 | 221.66 | 1 | 184.72 | 55.41 | 0 | 0 | 0 | 0 | 0 | 0 | 0 | 0 | 0 | 0 | 184.72 | 0 | 0 | 0 | 0
8129 | 184.2 | -20.5 | 94.02 | -20.5 | 1 | 221.66 | 1 | 184.72 | 55.41 | 0 | 0 | 0 | 0 | 0 | 0 | 0 | 0 | 0 | 0 | 184.72 | 0 | 0 | 0 | 0
8129 | 184.2 | -20.5 | 94.02 | -20.5 | 1 | 221.66 | 1 | 184.72 | 55.41 | 0 | 0 | 0 | 0 | 0 | 0 | 0 | 0 | 0 | 0 | 184.72 | 0 | 0 | 0 | 0
8129 | 184.2 | -2.92 | 94.02 | -20.5 | 1.01 | 221.66 | 1 | 184.72 | 55.41 | 0 | 0 | 0 | 0 | 0 | 0 | 0 | 0 | 0 | 0 | 184.72 | 0 | 0 | 0 | 0
2008 | 136.28 | -26.16 | 38.7 | -26.16 | 1 | 218.04 | 1 | 136.28 | 136.28 | 0 | 0 | 0 | 0 | 0 | 0 | 0 | 0 | 0 | 0 | 181.7 | 0 | 0 | 0 | 0
2008 | 216.45 | -0.02 | 61.47 | -41.56 | 1.04 | 346.32 | 1 | 216.45 | 216.45 | 0 | 0 | 0 | 0 | 0 | 0 | 0 | 0 | 0 | 0 | 288.6 | 0 | 0 | 0 | 0
3006 | 28.13 | -5.4 | 7.99 | -5.4 | 1 | 45 | 1 | 28.13 | 28.13 | 0 | 0 | 0 | 0 | 0 | 0 | 0 | 0 | 0 | 0 | 37.5 | 0 | 0 | 0 | 0
3006 | 127.13 | 3.68 | 36.1 | -24.41 | 1.01 | 203.4 | 1 | 127.13 | 127.13 | 0 | 0 | 0 | 0 | 0 | 0 | 0 | 0 | 0 | 0 | 169.5 | 0 | 0 | 0 | 0
1001 | 112.5 | 12.59 | 31.95 | -21.6 | 1.03 | 180 | 1 | 112.5 | 112.5 | 0 | 0 | 0 | 0 | 0 | 0 | 0 | 0 | 0 | 0 | 150 | 0 | 0 | 0 | 0
5262 | 150 | 42.6 | 42.6 | -28.8 | 1.04 | 240 | 1 | 150 | 150 | 0 | 0 | 0 | 0 | 0 | 0 | 0 | 0 | 0 | 0 | 200 | 0 | 0 | 0 | 0
5262 | 97.87 | 18.15 | 27.8 | -18.79 | 1.03 | 156.6 | 1 | 97.87 | 97.87 | 0 | 0 | 0 | 0 | 0 | 0 | 0 | 0 | 0 | 0 | 130.5 | 0 | 0 | 0 | 0
5262 | 156.75 | 44.52 | 44.52 | -30.1 | 1.04 | 250.8 | 1 | 156.75 | 156.75 | 0 | 0 | 0 | 0 | 0 | 0 | 0 | 0 | 0 | 0 | 209 | 0 | 0 | 0 | 0
5262 | 0 | 0 | 0.66 | -0.14 | 1.04 | 1.56 | 0 | 1.3 | 0.39 | 0 | 0 | 0 | 0 | 0 | 0 | 0 | 0 | 0 | 0 | 1.3 | 0 | 0 | 0 | 0
5262 | 0 | 0 | 45.5 | -9.92 | 1.04 | 107.28 | 0 | 89.4 | 26.82 | 0 | 0 | 0 | 0 | 0 | 0 | 0 | 0 | 0 | 0 | 89.4 | 0 | 0 | 0 | 0
5262 | 0 | 0 | 227.52 | -49.62 | 1.04 | 536.4 | 0 | 447 | 134.1 | 0 | 0 | 0 | 0 | 0 | 0 | 0 | 0 | 0 | 0 | 447 | 0 | 0 | 0 | 0
5262 | 180.75 | 51.33 | 51.33 | -34.7 | 1.04 | 289.2 | 1 | 180.75 | 180.75 | 0 | 0 | 0 | 0 | 0 | 0 | 0 | 0 | 0 | 0 | 241 | 0 | 0 | 0 | 0
5262 | 183.88 | 50.05 | 52.22 | -35.3 | 1.04 | 294.2 | 1 | 183.88 | 183.88 | 0 | 0 | 0 | 0 | 0 | 0 | 0 | 0 | 0 | 0 | 245.17 | 0 | 0 | 0 | 0
5262 | 183.88 | 31.71 | 52.22 | -35.3 | 1.04 | 294.2 | 1 | 183.88 | 183.88 | 0 | 0 | 0 | 0 | 0 | 0 | 0 | 0 | 0 | 0 | 245.17 | 0 | 0 | 0 | 0
5262 | 183.88 | 30.31 | 52.22 | -35.3 | 1.04 | 294.2 | 1 | 183.88 | 183.88 | 0 | 0 | 0 | 0 | 0 | 0 | 0 | 0 | 0 | 0 | 245.17 | 0 | 0 | 0 | 0
5262 | 124.22 | 16.04 | 35.28 | -23.85 | 1.04 | 198.75 | 1 | 124.22 | 124.22 | 0 | 0 | 0 | 0 | 0 | 0 | 0 | 0 | 0 | 0 | 165.63 | 0 | 0 | 0 | 0
5262 | 124.22 | 17.93 | 35.28 | -23.85 | 1.04 | 198.75 | 1 | 124.22 | 124.22 | 0 | 0 | 0 | 0 | 0 | 0 | 0 | 0 | 0 | 0 | 165.63 | 0 | 0 | 0 | 0
5262 | 124.22 | 27.34 | 35.28 | -23.85 | 1.04 | 198.75 | 1 | 124.22 | 124.22 | 0 | 0 | 0 | 0 | 0 | 0 | 0 | 0 | 0 | 0 | 165.63 | 0 | 0 | 0 | 0
5262 | 124.22 | 20.41 | 35.28 | -23.85 | 1.04 | 198.75 | 1 | 124.22 | 124.22 | 0 | 0 | 0 | 0 | 0 | 0 | 0 | 0 | 0 | 0 | 165.63 | 0 | 0 | 0 | 0
3006 | 60.37 | -8.38 | 17.15 | -11.59 | 1 | 96.6 | 1 | 60.37 | 60.37 | 0 | 0 | 0 | 0 | 0 | 0 | 0 | 0 | 0 | 0 | 80.5 | 0 | 0 | 0 | 0
3006 | 112.5 | 30.84 | 31.95 | -21.6 | 1.04 | 180 | 1 | 112.5 | 112.5 | 0 | 0 | 0 | 0 | 0 | 0 | 0 | 0 | 0 | 0 | 150 | 0 | 0 | 0 | 0
3006 | 127.65 | -24.51 | 36.25 | -24.51 | 1 | 204.24 | 1 | 127.65 | 127.65 | 0 | 0 | 0 | 0 | 0 | 0 | 0 | 0 | 0 | 0 | 170.2 | 0 | 0 | 0 | 0
4002 | 74.85 | -1.88 | 21.26 | -14.37 | 1 | 119.76 | 1 | 74.85 | 74.85 | 0 | 0 | 0 | 0 | 0 | 0 | 0 | 0 | 0 | 0 | 99.8 | 0 | 0 | 0 | 0
5262 | 186.75 | 40.91 | 53.04 | -35.86 | 1.04 | 298.8 | 1 | 186.75 | 186.75 | 0 | 0 | 0 | 0 | 0 | 0 | 0 | 0 | 0 | 0 | 249 | 0 | 0 | 0 | 0
5262 | 174.37 | -5.29 | 49.52 | -33.48 | 1 | 279 | 1 | 174.37 | 174.37 | 0 | 0 | 0 | 0 | 0 | 0 | 0 | 0 | 0 | 0 | 232.5 | 0 | 0 | 0 | 0
3006 | 56.25 | -0.11 | 15.97 | -10.8 | 1 | 90 | 1 | 56.25 | 56.25 | 0 | 0 | 0 | 0 | 0 | 0 | 0 | 0 | 0 | 0 | 75 | 0 | 0 | 0 | 0
3006 | 0 | 0 | 15.97 | -10.8 | 1 | 90 | 0 | 75 | 22.5 | 0 | 0 | 0 | 0 | 0 | 0 | 0 | 0 | 0 | 0 | 75 | 0 | 0 | 0 | 0
5262 | 150 | 30.83 | 42.6 | -28.8 | 1.04 | 240 | 1 | 150 | 150 | 0 | 0 | 0 | 0 | 0 | 0 | 0 | 0 | 0 | 0 | 200 | 0 | 0 | 0 | 0
3006 | 90.45 | 21.16 | 25.69 | -17.37 | 1.04 | 144.72 | 1 | 90.45 | 90.45 | 0 | 0 | 0 | 0 | 0 | 0 | 0 | 0 | 0 | 0 | 120.6 | 0 | 0 | 0 | 0
5262 | 120 | 21.82 | 34.08 | -23.04 | 1.04 | 192 | 1 | 120 | 120 | 0 | 0 | 0 | 0 | 0 | 0 | 0 | 0 | 0 | 0 | 160 | 0 | 0 | 0 | 0
6349 | 44.5 | -0.74 | 17.07 | -0.74 | 1 | 18 | 1 | 44.5 | 44.5 | 0 | 0 | 0 | 0 | 0 | 0 | 0 | 0 | 0 | 0 | 15 | 0 | 0 | 0 | 0
6349 | 53.02 | -2.57 | 62.48 | -2.69 | 1 | 65.88 | 1 | 53.02 | 53.02 | 0 | 0 | 0 | 0 | 0 | 0 | 0 | 0 | 0 | 0 | 54.9 | 0 | 0 | 0 | 0
5262 | 63 | 13.69 | 17.89 | -12.1 | 1.04 | 100.8 | 1 | 63 | 63 | 0 | 0 | 0 | 0 | 0 | 0 | 0 | 0 | 0 | 0 | 84 | 0 | 0 | 0 | 0
1001 | 56.1 | -1.51 | 15.93 | -10.77 | 1 | 89.76 | 1 | 56.1 | 56.1 | 0 | 0 | 0 | 0 | 0 | 0 | 0 | 0 | 0 | 0 | 74.8 | 0 | 0 | 0 | 0
1001 | 56.1 | -0.82 | 15.93 | -10.77 | 1 | 89.76 | 1 | 56.1 | 56.1 | 0 | 0 | 0 | 0 | 0 | 0 | 0 | 0 | 0 | 0 | 74.8 | 0 | 0 | 0 | 0
3006 | 47.25 | -3.77 | 13.42 | -9.07 | 1 | 75.6 | 1 | 47.25 | 47.25 | 0 | 0 | 0 | 0 | 0 | 0 | 0 | 0 | 0 | 0 | 63 | 0 | 0 | 0 | 0
3006 | 90 | -6.63 | 25.56 | -17.28 | 1 | 144 | 1 | 90 | 90 | 0 | 0 | 0 | 0 | 0 | 0 | 0 | 0 | 0 | 0 | 120 | 0 | 0 | 0 | 0
4002 | 29.7 | 0 | 0 | 0 | 1 | 47.52 | 1 | 29.7 | 29.7 | 0 | 0 | 0 | 0 | 0 | 0 | 0 | 0 | 0 | 0 | 39.6 | 0 | 0 | 0 | 0
5262 | 147.75 | -8.91 | 41.96 | -28.37 | 1 | 236.4 | 1 | 147.75 | 147.75 | 0 | 0 | 0 | 0 | 0 | 0 | 0 | 0 | 0 | 0 | 197 | 0 | 0 | 0 | 0
3006 | 101.25 | -19.44 | 28.76 | -19.44 | 1 | 162 | 1 | 101.25 | 101.25 | 0 | 0 | 0 | 0 | 0 | 0 | 0 | 0 | 0 | 0 | 135 | 0 | 0 | 0 | 0
5262 | 94.88 | -18.22 | 26.94 | -18.22 | 1 | 151.8 | 1 | 94.88 | 94.88 | 0 | 0 | 0 | 0 | 0 | 0 | 0 | 0 | 0 | 0 | 126.5 | 0 | 0 | 0 | 0
3006 | 85.5 | 24.28 | 24.28 | -16.42 | 1.02 | 136.8 | 1 | 85.5 | 85.5 | 0 | 0 | 0 | 0 | 0 | 0 | 0 | 0 | 0 | 0 | 114 | 0 | 0 | 0 | 0
5262 | 0 | 0 | 26.11 | -5.69 | 1.04 | 61.56 | 0 | 51.3 | 15.39 | 0 | 0 | 0 | 0 | 0 | 0 | 0 | 0 | 0 | 0 | 51.3 | 0 | 0 | 0 | 0
5262 | 0 | 0 | 26.11 | -5.69 | 1.04 | 61.56 | 0 | 51.3 | 15.39 | 0 | 0 | 0 | 0 | 0 | 0 | 0 | 0 | 0 | 0 | 51.3 | 0 | 0 | 0 | 0
5262 | 0 | 0 | 26.11 | -5.69 | 1.04 | 61.56 | 0 | 51.3 | 15.39 | 0 | 0 | 0 | 0 | 0 | 0 | 0 | 0 | 0 | 0 | 51.3 | 0 | 0 | 0 | 0
3006 | 75.9 | 21.56 | 21.56 | -14.57 | 1.03 | 121.44 | 1 | 75.9 | 75.9 | 0 | 0 | 0 | 0 | 0 | 0 | 0 | 0 | 0 | 0 | 101.2 | 0 | 0 | 0 | 0
3006 | 68.62 | -13.18 | 19.49 | -13.18 | 1 | 109.8 | 1 | 68.62 | 68.62 | 0 | 0 | 0 | 0 | 0 | 0 | 0 | 0 | 0 | 0 | 91.5 | 0 | 0 | 0 | 0
4040 | 151.2 | 20.85 | 42.94 | -29.03 | 1.03 | 241.92 | 1 | 151.2 | 151.2 | 0 | 0 | 0 | 0 | 0 | 0 | 0 | 0 | 0 | 0 | 201.6 | 0 | 0 | 0 | 0
6199 | 408.86 | 57.46 | 191.06 | -50.02 | 1.03 | 492 | 1 | 410 | 123 | 0 | 0 | 0 | 0 | 0 | 0 | 0 | 0 | 0 | 0 | 410 | 0 | 0 | 0 | 0
7098 | 460.56 | -23.08 | 290.04 | -75.93 | 1.01 | 746.88 | 1 | 622.4 | 186.72 | 0 | 0 | 0 | 0 | 0 | 0 | 0 | 0 | 0 | 0 | 622.4 | 0 | 0 | 0 | 0
4147 | 93.4 | 8.96 | 35.86 | -1.54 | 1.02 | 37.8 | 1 | 93.4 | 93.4 | 0 | 0 | 0 | 0 | 0 | 0 | 0 | 0 | 0 | 0 | 31.5 | 0 | 0 | 0 | 0
4147 | 28.5 | 2.93 | 10.94 | -0.47 | 1.02 | 11.52 | 1 | 28.5 | 28.5 | 0 | 0 | 0 | 0 | 0 | 0 | 0 | 0 | 0 | 0 | 9.6 | 0 | 0 | 0 | 0
4147 | 27.48 | 6.02 | 75.1 | -3.23 | 1.02 | 79.2 | 1 | 27.48 | 27.48 | 0 | 0 | 0 | 0 | 0 | 0 | 0 | 0 | 0 | 0 | 66 | 0 | 0 | 0 | 0
4071 | 150 | -14.05 | 42.6 | -28.8 | 1 | 240 | 1 | 150 | 150 | 0 | 0 | 0 | 0 | 0 | 0 | 0 | 0 | 0 | 0 | 200 | 0 | 0 | 0 | 0
4017 | 44.08 | 22.5 | 22.5 | -4.91 | 1.04 | 53.04 | 1 | 44.2 | 13.26 | 0 | 0 | 0 | 0 | 0 | 0 | 0 | 0 | 0 | 0 | 44.2 | 0 | 0 | 0 | 0
4017 | 99.6 | 18.55 | 73.3 | -15.98 | 1.03 | 172.8 | 1 | 144 | 43.2 | 0 | 0 | 0 | 0 | 0 | 0 | 0 | 0 | 0 | 0 | 144 | 0 | 0 | 0 | 0
4017 | 84.08 | 19.72 | 73.3 | -15.98 | 1.03 | 172.8 | 1 | 144 | 43.2 | 0 | 0 | 0 | 0 | 0 | 0 | 0 | 0 | 0 | 0 | 144 | 0 | 0 | 0 | 0
4017 | 124.4 | 15.6 | 73.3 | -15.98 | 1.03 | 172.8 | 1 | 144 | 43.2 | 0 | 0 | 0 | 0 | 0 | 0 | 0 | 0 | 0 | 0 | 144 | 0 | 0 | 0 | 0
4017 | 148.87 | 20.61 | 87.72 | -19.13 | 1.03 | 206.8 | 1 | 172.33 | 51.7 | 0 | 0 | 0 | 0 | 0 | 0 | 0 | 0 | 0 | 0 | 172.33 | 0 | 0 | 0 | 0
4017 | 171.85 | 17.91 | 87.72 | -19.13 | 1.03 | 206.8 | 1 | 172.33 | 51.7 | 0 | 0 | 0 | 0 | 0 | 0 | 0 | 0 | 0 | 0 | 172.33 | 0 | 0 | 0 | 0
4017 | 124.75 | 20.79 | 87.72 | -19.13 | 1.03 | 206.8 | 1 | 172.33 | 51.7 | 0 | 0 | 0 | 0 | 0 | 0 | 0 | 0 | 0 | 0 | 172.33 | 0 | 0 | 0 | 0
4017 | 46.87 | 14.18 | 23.92 | -5.22 | 1.02 | 56.4 | 1 | 47 | 14.1 | 0 | 0 | 0 | 0 | 0 | 0 | 0 | 0 | 0 | 0 | 47 | 0 | 0 | 0 | 0
4040 | 0 | 0 | 89.75 | -19.57 | 1.03 | 211.6 | 0 | 176.33 | 52.9 | 0 | 0 | 0 | 0 | 0 | 0 | 0 | 0 | 0 | 0 | 176.33 | 0 | 0 | 0 | 0
4040 | 175.84 | 36.05 | 89.75 | -19.57 | 1.03 | 211.6 | 1 | 176.33 | 52.9 | 0 | 0 | 0 | 0 | 0 | 0 | 0 | 0 | 0 | 0 | 176.33 | 0 | 0 | 0 | 0
4040 | 97.06 | 28.93 | 89.75 | -19.57 | 1.03 | 211.6 | 1 | 176.33 | 52.9 | 0 | 0 | 0 | 0 | 0 | 0 | 0 | 0 | 0 | 0 | 176.33 | 0 | 0 | 0 | 0
4085 | 242.72 | 32.28 | 123.89 | -27.02 | 1.04 | 292.08 | 1 | 243.4 | 73.02 | 0 | 0 | 0 | 0 | 0 | 0 | 0 | 0 | 0 | 0 | 243.4 | 0 | 0 | 0 | 0
4085 | 242.72 | 33.27 | 123.89 | -27.02 | 1.04 | 292.08 | 1 | 243.4 | 73.02 | 0 | 0 | 0 | 0 | 0 | 0 | 0 | 0 | 0 | 0 | 243.4 | 0 | 0 | 0 | 0
4085 | 242.72 | 51.43 | 123.89 | -27.02 | 1.04 | 292.08 | 1 | 243.4 | 73.02 | 0 | 0 | 0 | 0 | 0 | 0 | 0 | 0 | 0 | 0 | 243.4 | 0 | 0 | 0 | 0
4085 | 168.05 | 54.88 | 179.17 | -39.07 | 1.04 | 422.4 | 1 | 352 | 105.6 | 0 | 0 | 0 | 0 | 0 | 0 | 0 | 0 | 0 | 0 | 352 | 0 | 0 | 0 | 0
4071 | 0 | 0 | 0.65 | -0.17 | 1.01 | 1.68 | 0 | 1.4 | 0.42 | 0 | 0 | 0 | 0 | 0 | 0 | 0 | 0 | 0 | 0 | 1.4 | 0 | 0 | 0 | 0
4071 | 23.43 | 3.95 | 10.95 | -2.87 | 1.01 | 28.2 | 1 | 23.5 | 7.05 | 0 | 0 | 0 | 0 | 0 | 0 | 0 | 0 | 0 | 0 | 23.5 | 0 | 0 | 0 | 0
4071 | 0 | 0 | 3.54 | -0.93 | 1.01 | 9.12 | 0 | 7.6 | 2.28 | 0 | 0 | 0 | 0 | 0 | 0 | 0 | 0 | 0 | 0 | 7.6 | 0 | 0 | 0 | 0
4071 | 27.92 | 2.53 | 13.05 | -3.42 | 1.01 | 33.6 | 1 | 28 | 8.4 | 0 | 0 | 0 | 0 | 0 | 0 | 0 | 0 | 0 | 0 | 28 | 0 | 0 | 0 | 0
4071 | 27.92 | 8.12 | 13.05 | -3.42 | 1.01 | 33.6 | 1 | 28 | 8.4 | 0 | 0 | 0 | 0 | 0 | 0 | 0 | 0 | 0 | 0 | 28 | 0 | 0 | 0 | 0
4071 | 27.92 | 3.75 | 13.05 | -3.42 | 1.01 | 33.6 | 1 | 28 | 8.4 | 0 | 0 | 0 | 0 | 0 | 0 | 0 | 0 | 0 | 0 | 28 | 0 | 0 | 0 | 0
4071 | 0 | 0 | 13.05 | -3.42 | 1.01 | 33.6 | 0 | 28 | 8.4 | 0 | 0 | 0 | 0 | 0 | 0 | 0 | 0 | 0 | 0 | 28 | 0 | 0 | 0 | 0
4071 | 27.92 | 3.29 | 13.05 | -3.42 | 1.01 | 33.6 | 1 | 28 | 8.4 | 0 | 0 | 0 | 0 | 0 | 0 | 0 | 0 | 0 | 0 | 28 | 0 | 0 | 0 | 0
4071 | 0 | 0 | 13.05 | -3.42 | 1.01 | 33.6 | 0 | 28 | 8.4 | 0 | 0 | 0 | 0 | 0 | 0 | 0 | 0 | 0 | 0 | 28 | 0 | 0 | 0 | 0
4017 | 135 | 26.12 | 38.34 | -25.92 | 1.01 | 216 | 1 | 135 | 135 | 0 | 0 | 0 | 0 | 0 | 0 | 0 | 0 | 0 | 0 | 180 | 0 | 0 | 0 | 0
4147 | 131.43 | 37.25 | 67.09 | -14.63 | 1.04 | 158.16 | 1 | 131.8 | 39.54 | 0 | 0 | 0 | 0 | 0 | 0 | 0 | 0 | 0 | 0 | 131.8 | 0 | 0 | 0 | 0
4147 | 123.76 | 34.12 | 67.09 | -14.63 | 1.04 | 158.16 | 1 | 131.8 | 39.54 | 0 | 0 | 0 | 0 | 0 | 0 | 0 | 0 | 0 | 0 | 131.8 | 0 | 0 | 0 | 0
6199 | 0 | 0 | 17.1 | -3.73 | 1 | 40.32 | 0 | 33.6 | 10.08 | 0 | 0 | 0 | 0 | 0 | 0 | 0 | 0 | 0 | 0 | 33.6 | 0 | 0 | 0 | 0
6199 | 10.21 | -3.73 | 17.1 | -3.73 | 1 | 40.32 | 1 | 33.6 | 10.08 | 0 | 0 | 0 | 0 | 0 | 0 | 0 | 0 | 0 | 0 | 33.6 | 0 | 0 | 0 | 0
6199 | 10.21 | -3.73 | 17.1 | -3.73 | 1 | 40.32 | 1 | 33.6 | 10.08 | 0 | 0 | 0 | 0 | 0 | 0 | 0 | 0 | 0 | 0 | 33.6 | 0 | 0 | 0 | 0
6199 | 10.21 | -3.73 | 17.1 | -3.73 | 1 | 40.32 | 1 | 33.6 | 10.08 | 0 | 0 | 0 | 0 | 0 | 0 | 0 | 0 | 0 | 0 | 33.6 | 0 | 0 | 0 | 0
6199 | 0 | 0 | 34.2 | -7.46 | 1 | 80.64 | 0 | 67.2 | 20.16 | 0 | 0 | 0 | 0 | 0 | 0 | 0 | 0 | 0 | 0 | 67.2 | 0 | 0 | 0 | 0
6199 | 0 | 0 | 33.59 | -7.33 | 1 | 79.2 | 0 | 66 | 19.8 | 0 | 0 | 0 | 0 | 0 | 0 | 0 | 0 | 0 | 0 | 66 | 0 | 0 | 0 | 0
4040 | 141 | 40.04 | 40.04 | -27.07 | 1.04 | 225.6 | 1 | 141 | 141 | 0 | 0 | 0 | 0 | 0 | 0 | 0 | 0 | 0 | 0 | 188 | 0 | 0 | 0 | 0
4040 | 212.4 | 60.32 | 60.32 | -40.78 | 1.04 | 339.84 | 1 | 212.4 | 212.4 | 0 | 0 | 0 | 0 | 0 | 0 | 0 | 0 | 0 | 0 | 283.2 | 0 | 0 | 0 | 0
4017 | 197.22 | 68.62 | 100.66 | -21.95 | 1.03 | 237.32 | 1 | 197.77 | 59.33 | 0 | 0 | 0 | 0 | 0 | 0 | 0 | 0 | 0 | 0 | 197.77 | 0 | 0 | 0 | 0
4017 | 87.79 | 28.72 | 100.66 | -21.95 | 1.03 | 237.32 | 1 | 197.77 | 59.33 | 0 | 0 | 0 | 0 | 0 | 0 | 0 | 0 | 0 | 0 | 197.77 | 0 | 0 | 0 | 0
4017 | 112.46 | 27.68 | 100.66 | -21.95 | 1.03 | 237.32 | 1 | 197.77 | 59.33 | 0 | 0 | 0 | 0 | 0 | 0 | 0 | 0 | 0 | 0 | 197.77 | 0 | 0 | 0 | 0
4017 | 0 | 0 | 4.58 | -1 | 1.03 | 10.8 | 0 | 9 | 2.7 | 0 | 0 | 0 | 0 | 0 | 0 | 0 | 0 | 0 | 0 | 9 | 0 | 0 | 0 | 0
4040 | 150.75 | -28.94 | 42.81 | -28.94 | 1 | 241.2 | 1 | 150.75 | 150.75 | 0 | 0 | 0 | 0 | 0 | 0 | 0 | 0 | 0 | 0 | 201 | 0 | 0 | 0 | 0
4147 | 112.5 | 8.16 | 31.95 | -21.6 | 1.04 | 180 | 1 | 112.5 | 112.5 | 0 | 0 | 0 | 0 | 0 | 0 | 0 | 0 | 0 | 0 | 150 | 0 | 0 | 0 | 0
4017 | 150.07 | 42.62 | 42.62 | -28.81 | 1.04 | 240.12 | 1 | 150.07 | 150.07 | 0 | 0 | 0 | 0 | 0 | 0 | 0 | 0 | 0 | 0 | 200.1 | 0 | 0 | 0 | 0
4071 | 152.25 | 43.24 | 43.24 | -29.23 | 1.03 | 243.6 | 1 | 152.25 | 152.25 | 0 | 0 | 0 | 0 | 0 | 0 | 0 | 0 | 0 | 0 | 203 | 0 | 0 | 0 | 0
4071 | 74.79 | 21.27 | 38.17 | -8.33 | 1.02 | 90 | 1 | 75 | 22.5 | 0 | 0 | 0 | 0 | 0 | 0 | 0 | 0 | 0 | 0 | 75 | 0 | 0 | 0 | 0
4071 | 183.26 | 21.27 | 93.54 | -20.4 | 1.02 | 220.52 | 1 | 183.77 | 55.13 | 0 | 0 | 0 | 0 | 0 | 0 | 0 | 0 | 0 | 0 | 183.77 | 0 | 0 | 0 | 0
4071 | 0 | 0 | 12.22 | -2.66 | 1.02 | 28.8 | 0 | 24 | 7.2 | 0 | 0 | 0 | 0 | 0 | 0 | 0 | 0 | 0 | 0 | 24 | 0 | 0 | 0 | 0
4071 | 60.83 | 21.27 | 31.05 | -6.77 | 1.02 | 73.2 | 1 | 61 | 18.3 | 0 | 0 | 0 | 0 | 0 | 0 | 0 | 0 | 0 | 0 | 61 | 0 | 0 | 0 | 0
4071 | 10.37 | 5.29 | 5.29 | -1.15 | 1.02 | 12.48 | 1 | 10.4 | 3.12 | 0 | 0 | 0 | 0 | 0 | 0 | 0 | 0 | 0 | 0 | 10.4 | 0 | 0 | 0 | 0
4071 | 136.48 | 21.27 | 135.9 | -29.64 | 1.02 | 320.4 | 1 | 267 | 80.1 | 0 | 0 | 0 | 0 | 0 | 0 | 0 | 0 | 0 | 0 | 267 | 0 | 0 | 0 | 0
4071 | 155.9 | 21.27 | 135.9 | -29.64 | 1.02 | 320.4 | 1 | 267 | 80.1 | 0 | 0 | 0 | 0 | 0 | 0 | 0 | 0 | 0 | 0 | 267 | 0 | 0 | 0 | 0
4071 | 155.9 | 21.27 | 135.9 | -29.64 | 1.02 | 320.4 | 1 | 267 | 80.1 | 0 | 0 | 0 | 0 | 0 | 0 | 0 | 0 | 0 | 0 | 267 | 0 | 0 | 0 | 0
4071 | 183.26 | 21.27 | 93.54 | -20.4 | 1.02 | 220.52 | 1 | 183.77 | 55.13 | 0 | 0 | 0 | 0 | 0 | 0 | 0 | 0 | 0 | 0 | 183.77 | 0 | 0 | 0 | 0
4071 | 183.26 | 21.27 | 93.54 | -20.4 | 1.02 | 220.52 | 1 | 183.77 | 55.13 | 0 | 0 | 0 | 0 | 0 | 0 | 0 | 0 | 0 | 0 | 183.77 | 0 | 0 | 0 | 0
4071 | 151.2 | 42.94 | 42.94 | -29.03 | 1.02 | 241.92 | 1 | 151.2 | 151.2 | 0 | 0 | 0 | 0 | 0 | 0 | 0 | 0 | 0 | 0 | 201.6 | 0 | 0 | 0 | 0
4147 | 69 | -13.25 | 19.6 | -13.25 | 1 | 110.4 | 1 | 69 | 69 | 0 | 0 | 0 | 0 | 0 | 0 | 0 | 0 | 0 | 0 | 92 | 0 | 0 | 0 | 0
5262 | 90 | -11.79 | 25.56 | -17.28 | 1 | 144 | 1 | 90 | 90 | 0 | 0 | 0 | 0 | 0 | 0 | 0 | 0 | 0 | 0 | 120 | 0 | 0 | 0 | 0
5262 | 0 | 0 | 2.44 | -0.53 | 1.04 | 5.76 | 0 | 4.8 | 1.44 | 0 | 0 | 0 | 0 | 0 | 0 | 0 | 0 | 0 | 0 | 4.8 | 0 | 0 | 0 | 0
5385 | 0 | 0 | 2.14 | -0.47 | 1.02 | 5.04 | 0 | 4.2 | 1.26 | 0 | 0 | 0 | 0 | 0 | 0 | 0 | 0 | 0 | 0 | 4.2 | 0 | 0 | 0 | 0
5385 | 0 | 0 | 3.26 | -0.71 | 1.02 | 7.68 | 0 | 6.4 | 1.92 | 0 | 0 | 0 | 0 | 0 | 0 | 0 | 0 | 0 | 0 | 6.4 | 0 | 0 | 0 | 0
5037 | 93.74 | 76.29 | 157.01 | -34.24 | 1.02 | 370.16 | 1 | 308.47 | 92.54 | 0 | 0 | 0 | 0 | 0 | 0 | 0 | 0 | 0 | 0 | 308.47 | 0 | 0 | 0 | 0
5385 | 93.74 | 74.11 | 157.01 | -34.24 | 1.02 | 370.16 | 1 | 308.47 | 92.54 | 0 | 0 | 0 | 0 | 0 | 0 | 0 | 0 | 0 | 0 | 308.47 | 0 | 0 | 0 | 0
5385 | 93.74 | 157.01 | 157.01 | -34.24 | 1.02 | 370.16 | 1 | 308.47 | 92.54 | 0 | 0 | 0 | 0 | 0 | 0 | 0 | 0 | 0 | 0 | 308.47 | 0 | 0 | 0 | 0
5385 | 93.74 | 55.86 | 157.01 | -34.24 | 1.02 | 370.16 | 1 | 308.47 | 92.54 | 0 | 0 | 0 | 0 | 0 | 0 | 0 | 0 | 0 | 0 | 308.47 | 0 | 0 | 0 | 0
5385 | 93.74 | 80.68 | 157.01 | -34.24 | 1.02 | 370.16 | 1 | 308.47 | 92.54 | 0 | 0 | 0 | 0 | 0 | 0 | 0 | 0 | 0 | 0 | 308.47 | 0 | 0 | 0 | 0
5385 | 93.74 | 69.22 | 157.01 | -34.24 | 1.02 | 370.16 | 1 | 308.47 | 92.54 | 0 | 0 | 0 | 0 | 0 | 0 | 0 | 0 | 0 | 0 | 308.47 | 0 | 0 | 0 | 0
8129 | 84.46 | 43.11 | 43.11 | -9.4 | 1.02 | 101.64 | 1 | 84.7 | 25.41 | 0 | 0 | 0 | 0 | 0 | 0 | 0 | 0 | 0 | 0 | 84.7 | 0 | 0 | 0 | 0
5262 | 0 | 0 | 161.53 | -35.23 | 1 | 380.82 | 0 | 317.35 | 95.2 | 0 | 0 | 0 | 0 | 0 | 0 | 0 | 0 | 0 | 0 | 317.35 | 0 | 0 | 0 | 0
5262 | 251.16 | -12.74 | 161.53 | -35.23 | 1 | 380.82 | 1 | 317.35 | 95.2 | 0 | 0 | 0 | 0 | 0 | 0 | 0 | 0 | 0 | 0 | 317.35 | 0 | 0 | 0 | 0
5323 | 10.57 | 5.4 | 5.4 | -1.18 | 1.03 | 12.72 | 1 | 10.6 | 3.18 | 0 | 0 | 0 | 0 | 0 | 0 | 0 | 0 | 0 | 0 | 10.6 | 0 | 0 | 0 | 0
5323 | 0 | 0 | 0.92 | -0.2 | 1.03 | 2.16 | 0 | 1.8 | 0.54 | 0 | 0 | 0 | 0 | 0 | 0 | 0 | 0 | 0 | 0 | 1.8 | 0 | 0 | 0 | 0
5323 | 437.05 | 194.05 | 223.08 | -48.65 | 1.03 | 525.92 | 1 | 438.27 | 131.48 | 0 | 0 | 0 | 0 | 0 | 0 | 0 | 0 | 0 | 0 | 438.27 | 0 | 0 | 0 | 0
5323 | 437.05 | 183.38 | 223.08 | -48.65 | 1.03 | 525.92 | 1 | 438.27 | 131.48 | 0 | 0 | 0 | 0 | 0 | 0 | 0 | 0 | 0 | 0 | 438.27 | 0 | 0 | 0 | 0
5323 | 437.05 | 172.2 | 223.08 | -48.65 | 1.03 | 525.92 | 1 | 438.27 | 131.48 | 0 | 0 | 0 | 0 | 0 | 0 | 0 | 0 | 0 | 0 | 438.27 | 0 | 0 | 0 | 0
5444 | 0 | 0 | 47.57 | -2.05 | 1.01 | 50.16 | 0 | 123.9 | 0 | 0 | 0 | 0 | 0 | 0 | 0 | 0 | 0 | 0 | 0 | 41.8 | 0 | 0 | 0 | 0
5323 | 0 | 0 | 5.03 | -1.32 | 1.04 | 12.96 | 0 | 10.8 | 3.24 | 0 | 0 | 0 | 0 | 0 | 0 | 0 | 0 | 0 | 0 | 10.8 | 0 | 0 | 0 | 0
5323 | 0 | 0 | 2.66 | -0.7 | 1.04 | 6.84 | 0 | 5.7 | 1.71 | 0 | 0 | 0 | 0 | 0 | 0 | 0 | 0 | 0 | 0 | 5.7 | 0 | 0 | 0 | 0
5007 | 126.15 | 64.39 | 64.39 | -14.04 | 1.04 | 151.8 | 1 | 126.5 | 37.95 | 0 | 0 | 0 | 0 | 0 | 0 | 0 | 0 | 0 | 0 | 126.5 | 0 | 0 | 0 | 0
5007 | 1.6 | 0.81 | 0.81 | -0.18 | 1.04 | 1.92 | 1 | 1.6 | 0.48 | 0 | 0 | 0 | 0 | 0 | 0 | 0 | 0 | 0 | 0 | 1.6 | 0 | 0 | 0 | 0
5005 | 45 | -8.64 | 12.78 | -8.64 | 1 | 72 | 1 | 45 | 45 | 0 | 0 | 0 | 0 | 0 | 0 | 0 | 0 | 0 | 0 | 60 | 0 | 0 | 0 | 0
5262 | 112.5 | -21.6 | 31.95 | -21.6 | 1 | 180 | 1 | 112.5 | 112.5 | 0 | 0 | 0 | 0 | 0 | 0 | 0 | 0 | 0 | 0 | 150 | 0 | 0 | 0 | 0
5007 | 207.1 | 35.14 | 126.57 | -27.6 | 1.01 | 298.4 | 1 | 248.67 | 74.6 | 0 | 0 | 0 | 0 | 0 | 0 | 0 | 0 | 0 | 0 | 248.67 | 0 | 0 | 0 | 0
5007 | 180.01 | 63 | 126.57 | -27.6 | 1.01 | 298.4 | 1 | 248.67 | 74.6 | 0 | 0 | 0 | 0 | 0 | 0 | 0 | 0 | 0 | 0 | 248.67 | 0 | 0 | 0 | 0
5007 | 180.01 | 50.47 | 126.57 | -27.6 | 1.01 | 298.4 | 1 | 248.67 | 74.6 | 0 | 0 | 0 | 0 | 0 | 0 | 0 | 0 | 0 | 0 | 248.67 | 0 | 0 | 0 | 0
5262 | 168.75 | -32.4 | 47.93 | -32.4 | 1 | 270 | 1 | 168.75 | 168.75 | 0 | 0 | 0 | 0 | 0 | 0 | 0 | 0 | 0 | 0 | 225 | 0 | 0 | 0 | 0
5262 | 112.5 | -21.6 | 31.95 | -21.6 | 1 | 180 | 1 | 112.5 | 112.5 | 0 | 0 | 0 | 0 | 0 | 0 | 0 | 0 | 0 | 0 | 150 | 0 | 0 | 0 | 0
5262 | 1211.61 | 56.27 | 447.12 | -99.63 | 1.01 | 1458 | 1 | 1215 | 364.5 | 0 | 0 | 0 | 0 | 0 | 0 | 0 | 0 | 0 | 0 | 1215 | 0 | 0 | 0 | 0
5262 | 1023.98 | 51.46 | 447.12 | -99.63 | 1.01 | 1458 | 1 | 1215 | 364.5 | 0 | 0 | 0 | 0 | 0 | 0 | 0 | 0 | 0 | 0 | 1215 | 0 | 0 | 0 | 0
8087 | 266.98 | -29.72 | 136.28 | -29.72 | 1 | 321.28 | 1 | 267.73 | 80.32 | 0 | 0 | 0 | 0 | 0 | 0 | 0 | 0 | 0 | 0 | 267.73 | 0 | 0 | 0 | 0
8087 | 266.98 | -29.72 | 136.28 | -29.72 | 1 | 321.28 | 1 | 267.73 | 80.32 | 0 | 0 | 0 | 0 | 0 | 0 | 0 | 0 | 0 | 0 | 267.73 | 0 | 0 | 0 | 0
8087 | 0 | 0 | 136.28 | -29.72 | 1 | 321.28 | 0 | 267.73 | 80.32 | 0 | 0 | 0 | 0 | 0 | 0 | 0 | 0 | 0 | 0 | 267.73 | 0 | 0 | 0 | 0
5444 | 0 | 0 | 1.63 | -0.36 | 1.04 | 3.84 | 0 | 3.2 | 0.96 | 0 | 0 | 0 | 0 | 0 | 0 | 0 | 0 | 0 | 0 | 3.2 | 0 | 0 | 0 | 0
5444 | 114.68 | 58.53 | 58.53 | -12.76 | 1.04 | 138 | 1 | 115 | 34.5 | 0 | 0 | 0 | 0 | 0 | 0 | 0 | 0 | 0 | 0 | 115 | 0 | 0 | 0 | 0
5444 | 114.68 | 58.53 | 58.53 | -12.76 | 1.04 | 138 | 1 | 115 | 34.5 | 0 | 0 | 0 | 0 | 0 | 0 | 0 | 0 | 0 | 0 | 115 | 0 | 0 | 0 | 0
5444 | 114.68 | 58.53 | 58.53 | -12.76 | 1.04 | 138 | 1 | 115 | 34.5 | 0 | 0 | 0 | 0 | 0 | 0 | 0 | 0 | 0 | 0 | 115 | 0 | 0 | 0 | 0
5444 | 82.47 | 42.09 | 42.09 | -9.18 | 1.04 | 99.24 | 1 | 82.7 | 24.81 | 0 | 0 | 0 | 0 | 0 | 0 | 0 | 0 | 0 | 0 | 82.7 | 0 | 0 | 0 | 0
5444 | 462.46 | 175.61 | 236.05 | -51.48 | 1.04 | 556.5 | 1 | 463.75 | 139.13 | 0 | 0 | 0 | 0 | 0 | 0 | 0 | 0 | 0 | 0 | 463.75 | 0 | 0 | 0 | 0
5444 | 462.46 | 229.47 | 236.05 | -51.48 | 1.04 | 556.5 | 1 | 463.75 | 139.13 | 0 | 0 | 0 | 0 | 0 | 0 | 0 | 0 | 0 | 0 | 463.75 | 0 | 0 | 0 | 0
5262 | 79.86 | 9.76 | 133.77 | -29.17 | 1.01 | 315.36 | 1 | 262.8 | 78.84 | 0 | 0 | 0 | 0 | 0 | 0 | 0 | 0 | 0 | 0 | 262.8 | 0 | 0 | 0 | 0
5262 | 0 | 0 | 133.77 | -29.17 | 1.01 | 315.36 | 0 | 262.8 | 78.84 | 0 | 0 | 0 | 0 | 0 | 0 | 0 | 0 | 0 | 0 | 262.8 | 0 | 0 | 0 | 0
5262 | 79.86 | 10.07 | 133.77 | -29.17 | 1.01 | 315.36 | 1 | 262.8 | 78.84 | 0 | 0 | 0 | 0 | 0 | 0 | 0 | 0 | 0 | 0 | 262.8 | 0 | 0 | 0 | 0
5323 | 283.28 | 144.59 | 144.59 | -31.53 | 1.04 | 340.88 | 1 | 284.07 | 85.22 | 0 | 0 | 0 | 0 | 0 | 0 | 0 | 0 | 0 | 0 | 284.07 | 0 | 0 | 0 | 0
5323 | 283.28 | 144.59 | 144.59 | -31.53 | 1.04 | 340.88 | 1 | 284.07 | 85.22 | 0 | 0 | 0 | 0 | 0 | 0 | 0 | 0 | 0 | 0 | 284.07 | 0 | 0 | 0 | 0
5323 | 283.28 | 144.59 | 144.59 | -31.53 | 1.04 | 340.88 | 1 | 284.07 | 85.22 | 0 | 0 | 0 | 0 | 0 | 0 | 0 | 0 | 0 | 0 | 284.07 | 0 | 0 | 0 | 0
5465 | 8.4 | 3.2 | 3.2 | -0.14 | 1.04 | 3.36 | 1 | 8.4 | 8.4 | 0 | 0 | 0 | 0 | 0 | 0 | 0 | 0 | 0 | 0 | 2.8 | 0 | 0 | 0 | 0
5465 | 207.5 | 69.11 | 79.67 | -3.43 | 1.04 | 84 | 1 | 207.5 | 207.5 | 0 | 0 | 0 | 0 | 0 | 0 | 0 | 0 | 0 | 0 | 70 | 0 | 0 | 0 | 0
8087 | 1005.19 | -25.85 | 469.73 | -122.98 | 1.01 | 1209.6 | 1 | 1008 | 302.4 | 0 | 0 | 0 | 0 | 0 | 0 | 0 | 0 | 0 | 0 | 1008 | 0 | 0 | 0 | 0
5007 | 10.37 | -1.15 | 5.29 | -1.15 | 1 | 12.48 | 1 | 10.4 | 3.12 | 0 | 0 | 0 | 0 | 0 | 0 | 0 | 0 | 0 | 0 | 10.4 | 0 | 0 | 0 | 0
5007 | 212.73 | -22.03 | 108.59 | -23.68 | 1 | 256 | 1 | 213.33 | 64 | 0 | 0 | 0 | 0 | 0 | 0 | 0 | 0 | 0 | 0 | 213.33 | 0 | 0 | 0 | 0
5007 | 212.73 | -8.45 | 108.59 | -23.68 | 1 | 256 | 1 | 213.33 | 64 | 0 | 0 | 0 | 0 | 0 | 0 | 0 | 0 | 0 | 0 | 213.33 | 0 | 0 | 0 | 0
5007 | 212.73 | -7.41 | 108.59 | -23.68 | 1 | 256 | 1 | 213.33 | 64 | 0 | 0 | 0 | 0 | 0 | 0 | 0 | 0 | 0 | 0 | 213.33 | 0 | 0 | 0 | 0
5007 | 212.73 | -7.26 | 108.59 | -23.68 | 1 | 256 | 1 | 213.33 | 64 | 0 | 0 | 0 | 0 | 0 | 0 | 0 | 0 | 0 | 0 | 213.33 | 0 | 0 | 0 | 0
5007 | 212.73 | -13.71 | 108.59 | -23.68 | 1 | 256 | 1 | 213.33 | 64 | 0 | 0 | 0 | 0 | 0 | 0 | 0 | 0 | 0 | 0 | 213.33 | 0 | 0 | 0 | 0
5007 | 212.73 | -6.79 | 108.59 | -23.68 | 1 | 256 | 1 | 213.33 | 64 | 0 | 0 | 0 | 0 | 0 | 0 | 0 | 0 | 0 | 0 | 213.33 | 0 | 0 | 0 | 0
5385 | 63.51 | 106.38 | 106.38 | -23.2 | 1.04 | 250.8 | 1 | 209 | 62.7 | 0 | 0 | 0 | 0 | 0 | 0 | 0 | 0 | 0 | 0 | 209 | 0 | 0 | 0 | 0
5385 | 63.51 | 106.38 | 106.38 | -23.2 | 1.04 | 250.8 | 1 | 209 | 62.7 | 0 | 0 | 0 | 0 | 0 | 0 | 0 | 0 | 0 | 0 | 209 | 0 | 0 | 0 | 0
5262 | 124.2 | 35.27 | 35.27 | -23.85 | 1.04 | 198.72 | 1 | 124.2 | 124.2 | 0 | 0 | 0 | 0 | 0 | 0 | 0 | 0 | 0 | 0 | 165.6 | 0 | 0 | 0 | 0
5262 | 89.15 | 45.5 | 45.5 | -9.92 | 1.03 | 107.28 | 1 | 89.4 | 26.82 | 0 | 0 | 0 | 0 | 0 | 0 | 0 | 0 | 0 | 0 | 89.4 | 0 | 0 | 0 | 0
5262 | 77.23 | 45.5 | 45.5 | -9.92 | 1.03 | 107.28 | 1 | 89.4 | 26.82 | 0 | 0 | 0 | 0 | 0 | 0 | 0 | 0 | 0 | 0 | 89.4 | 0 | 0 | 0 | 0
5262 | 84.77 | 45.5 | 45.5 | -9.92 | 1.03 | 107.28 | 1 | 89.4 | 26.82 | 0 | 0 | 0 | 0 | 0 | 0 | 0 | 0 | 0 | 0 | 89.4 | 0 | 0 | 0 | 0
5262 | 89.15 | 45.5 | 45.5 | -9.92 | 1.03 | 107.28 | 1 | 89.4 | 26.82 | 0 | 0 | 0 | 0 | 0 | 0 | 0 | 0 | 0 | 0 | 89.4 | 0 | 0 | 0 | 0
5262 | 121.66 | -11.4 | 62.1 | -13.54 | 1 | 146.4 | 1 | 122 | 36.6 | 0 | 0 | 0 | 0 | 0 | 0 | 0 | 0 | 0 | 0 | 122 | 0 | 0 | 0 | 0
5262 | 121.66 | -10.89 | 62.1 | -13.54 | 1 | 146.4 | 1 | 122 | 36.6 | 0 | 0 | 0 | 0 | 0 | 0 | 0 | 0 | 0 | 0 | 122 | 0 | 0 | 0 | 0
5262 | 121.66 | -12.52 | 62.1 | -13.54 | 1 | 146.4 | 1 | 122 | 36.6 | 0 | 0 | 0 | 0 | 0 | 0 | 0 | 0 | 0 | 0 | 122 | 0 | 0 | 0 | 0
5262 | 118.47 | -13.19 | 60.47 | -13.19 | 1 | 142.56 | 1 | 118.8 | 35.64 | 0 | 0 | 0 | 0 | 0 | 0 | 0 | 0 | 0 | 0 | 118.8 | 0 | 0 | 0 | 0
5262 | 118.47 | -13.19 | 60.47 | -13.19 | 1 | 142.56 | 1 | 118.8 | 35.64 | 0 | 0 | 0 | 0 | 0 | 0 | 0 | 0 | 0 | 0 | 118.8 | 0 | 0 | 0 | 0
5465 | 12.37 | -1.38 | 6.31 | -1.38 | 1 | 14.88 | 1 | 12.4 | 3.72 | 0 | 0 | 0 | 0 | 0 | 0 | 0 | 0 | 0 | 0 | 12.4 | 0 | 0 | 0 | 0
5465 | 0 | 0 | 1.63 | -0.36 | 1 | 3.84 | 0 | 3.2 | 0.96 | 0 | 0 | 0 | 0 | 0 | 0 | 0 | 0 | 0 | 0 | 3.2 | 0 | 0 | 0 | 0
5444 | 0 | 0 | 147.1 | -32.08 | 1.01 | 346.8 | 0 | 289 | 86.7 | 0 | 0 | 0 | 0 | 0 | 0 | 0 | 0 | 0 | 0 | 289 | 0 | 0 | 0 | 0
5444 | 0 | 0 | 147.1 | -32.08 | 1.01 | 346.8 | 0 | 289 | 86.7 | 0 | 0 | 0 | 0 | 0 | 0 | 0 | 0 | 0 | 0 | 289 | 0 | 0 | 0 | 0
5444 | 0 | 0 | 147.1 | -32.08 | 1.01 | 346.8 | 0 | 289 | 86.7 | 0 | 0 | 0 | 0 | 0 | 0 | 0 | 0 | 0 | 0 | 289 | 0 | 0 | 0 | 0
5444 | 288.19 | 19.06 | 147.1 | -32.08 | 1.01 | 346.8 | 1 | 289 | 86.7 | 0 | 0 | 0 | 0 | 0 | 0 | 0 | 0 | 0 | 0 | 289 | 0 | 0 | 0 | 0
5444 | 288.19 | 19.06 | 147.1 | -32.08 | 1.01 | 346.8 | 1 | 289 | 86.7 | 0 | 0 | 0 | 0 | 0 | 0 | 0 | 0 | 0 | 0 | 289 | 0 | 0 | 0 | 0
5444 | 0 | 0 | 147.1 | -32.08 | 1.01 | 346.8 | 0 | 289 | 86.7 | 0 | 0 | 0 | 0 | 0 | 0 | 0 | 0 | 0 | 0 | 289 | 0 | 0 | 0 | 0
5444 | 140.91 | 19.06 | 71.92 | -15.68 | 1.01 | 169.56 | 1 | 141.3 | 42.39 | 0 | 0 | 0 | 0 | 0 | 0 | 0 | 0 | 0 | 0 | 141.3 | 0 | 0 | 0 | 0
5444 | 140.91 | 19.06 | 71.92 | -15.68 | 1.01 | 169.56 | 1 | 141.3 | 42.39 | 0 | 0 | 0 | 0 | 0 | 0 | 0 | 0 | 0 | 0 | 141.3 | 0 | 0 | 0 | 0
6349 | 212.41 | 77.37 | 108.42 | -23.64 | 1.04 | 255.6 | 1 | 213 | 63.9 | 0 | 0 | 0 | 0 | 0 | 0 | 0 | 0 | 0 | 0 | 213 | 0 | 0 | 0 | 0
6349 | 0 | 0 | 216.83 | -47.29 | 1.04 | 511.2 | 0 | 426 | 127.8 | 0 | 0 | 0 | 0 | 0 | 0 | 0 | 0 | 0 | 0 | 426 | 0 | 0 | 0 | 0
6349 | 197.78 | 67.78 | 100.95 | -22.01 | 1.04 | 238 | 1 | 198.33 | 59.5 | 0 | 0 | 0 | 0 | 0 | 0 | 0 | 0 | 0 | 0 | 198.33 | 0 | 0 | 0 | 0
6349 | 197.78 | 42.18 | 100.95 | -22.01 | 1.04 | 238 | 1 | 198.33 | 59.5 | 0 | 0 | 0 | 0 | 0 | 0 | 0 | 0 | 0 | 0 | 198.33 | 0 | 0 | 0 | 0
6349 | 197.78 | 57.22 | 100.95 | -22.01 | 1.04 | 238 | 1 | 198.33 | 59.5 | 0 | 0 | 0 | 0 | 0 | 0 | 0 | 0 | 0 | 0 | 198.33 | 0 | 0 | 0 | 0
6349 | 0 | 20.48 | 20.48 | -0.88 | 1.04 | 21.6 | 1 | 0 | 0 | 0 | 0 | 0 | 0 | 0 | 0 | 0 | 0 | 0 | 0 | 18 | 0 | 0 | 0 | 0
6349 | 0 | 54.26 | 122.91 | -5.29 | 1.04 | 129.6 | 1 | 0 | 0 | 0 | 0 | 0 | 0 | 0 | 0 | 0 | 0 | 0 | 0 | 108 | 0 | 0 | 0 | 0
6199 | 0 | 0 | 1.73 | -0.38 | 1.04 | 4.08 | 0 | 3.4 | 1.02 | 0 | 0 | 0 | 0 | 0 | 0 | 0 | 0 | 0 | 0 | 3.4 | 0 | 0 | 0 | 0
6199 | 0 | 0 | 4.89 | -1.07 | 1.04 | 11.52 | 0 | 9.6 | 2.88 | 0 | 0 | 0 | 0 | 0 | 0 | 0 | 0 | 0 | 0 | 9.6 | 0 | 0 | 0 | 0
6199 | 0 | 0 | 2.24 | -0.49 | 1.04 | 5.28 | 0 | 4.4 | 1.32 | 0 | 0 | 0 | 0 | 0 | 0 | 0 | 0 | 0 | 0 | 4.4 | 0 | 0 | 0 | 0
6199 | 57.24 | 29.22 | 29.22 | -6.37 | 1.04 | 68.88 | 1 | 57.4 | 17.22 | 0 | 0 | 0 | 0 | 0 | 0 | 0 | 0 | 0 | 0 | 57.4 | 0 | 0 | 0 | 0
6199 | 0 | 0 | 29.22 | -6.37 | 1.04 | 68.88 | 0 | 57.4 | 17.22 | 0 | 0 | 0 | 0 | 0 | 0 | 0 | 0 | 0 | 0 | 57.4 | 0 | 0 | 0 | 0
6199 | 57.24 | 29.22 | 29.22 | -6.37 | 1.04 | 68.88 | 1 | 57.4 | 17.22 | 0 | 0 | 0 | 0 | 0 | 0 | 0 | 0 | 0 | 0 | 57.4 | 0 | 0 | 0 | 0
6199 | 57.24 | 29.22 | 29.22 | -6.37 | 1.04 | 68.88 | 1 | 57.4 | 17.22 | 0 | 0 | 0 | 0 | 0 | 0 | 0 | 0 | 0 | 0 | 57.4 | 0 | 0 | 0 | 0
6349 | 123.82 | 49.23 | 92.32 | -20.13 | 1.03 | 217.64 | 1 | 181.37 | 54.41 | 0 | 0 | 0 | 0 | 0 | 0 | 0 | 0 | 0 | 0 | 181.37 | 0 | 0 | 0 | 0
6349 | 131.29 | 21.36 | 92.32 | -20.13 | 1.03 | 217.64 | 1 | 181.37 | 54.41 | 0 | 0 | 0 | 0 | 0 | 0 | 0 | 0 | 0 | 0 | 181.37 | 0 | 0 | 0 | 0
6349 | 105.9 | 62.98 | 92.32 | -20.13 | 1.03 | 217.64 | 1 | 181.37 | 54.41 | 0 | 0 | 0 | 0 | 0 | 0 | 0 | 0 | 0 | 0 | 181.37 | 0 | 0 | 0 | 0
6349 | 0 | 0 | 92.32 | -20.13 | 1.03 | 217.64 | 0 | 181.37 | 54.41 | 0 | 0 | 0 | 0 | 0 | 0 | 0 | 0 | 0 | 0 | 181.37 | 0 | 0 | 0 | 0
6349 | 131.29 | 37.32 | 92.32 | -20.13 | 1.03 | 217.64 | 1 | 181.37 | 54.41 | 0 | 0 | 0 | 0 | 0 | 0 | 0 | 0 | 0 | 0 | 181.37 | 0 | 0 | 0 | 0
6349 | 131.29 | 36.8 | 92.32 | -20.13 | 1.03 | 217.64 | 1 | 181.37 | 54.41 | 0 | 0 | 0 | 0 | 0 | 0 | 0 | 0 | 0 | 0 | 181.37 | 0 | 0 | 0 | 0
6005 | 477.3 | -68.73 | 262.51 | -68.73 | 1 | 676 | 1 | 563.33 | 169 | 0 | 0 | 0 | 0 | 0 | 0 | 0 | 0 | 0 | 0 | 563.33 | 0 | 0 | 0 | 0
6005 | 328.92 | -68.73 | 262.51 | -68.73 | 1 | 676 | 1 | 563.33 | 169 | 0 | 0 | 0 | 0 | 0 | 0 | 0 | 0 | 0 | 0 | 563.33 | 0 | 0 | 0 | 0
6005 | 328.92 | -68.73 | 262.51 | -68.73 | 1 | 676 | 1 | 563.33 | 169 | 0 | 0 | 0 | 0 | 0 | 0 | 0 | 0 | 0 | 0 | 563.33 | 0 | 0 | 0 | 0
6349 | 41.37 | 17.29 | 25.04 | -1.08 | 1.04 | 26.4 | 1 | 41.37 | 41.37 | 0 | 0 | 0 | 0 | 0 | 0 | 0 | 0 | 0 | 0 | 22 | 0 | 0 | 0 | 0
6349 | 65.3 | 11.97 | 25.04 | -1.08 | 1.04 | 26.4 | 1 | 65.3 | 65.3 | 0 | 0 | 0 | 0 | 0 | 0 | 0 | 0 | 0 | 0 | 22 | 0 | 0 | 0 | 0
6349 | 1.05 | 0 | 0 | 0 | 1.04 | 1.68 | 1 | 1.05 | 1.05 | 0 | 0 | 0 | 0 | 0 | 0 | 0 | 0 | 0 | 0 | 1.4 | 0 | 0 | 0 | 0
6349 | 22.5 | 0 | 0 | 0 | 1.04 | 36 | 1 | 22.5 | 22.5 | 0 | 0 | 0 | 0 | 0 | 0 | 0 | 0 | 0 | 0 | 30 | 0 | 0 | 0 | 0
6349 | 0 | 0 | 0 | 0 | 1.04 | 6.6 | 0 | 5.5 | 1.65 | 0 | 0 | 0 | 0 | 0 | 0 | 0 | 0 | 0 | 0 | 5.5 | 0 | 0 | 0 | 0
6349 | 7.95 | 0 | 0 | 0 | 1.04 | 12.72 | 1 | 7.95 | 7.95 | 0 | 0 | 0 | 0 | 0 | 0 | 0 | 0 | 0 | 0 | 10.6 | 0 | 0 | 0 | 0
6349 | 10.42 | 0 | 0 | 0 | 1.04 | 16.68 | 1 | 10.42 | 10.42 | 0 | 0 | 0 | 0 | 0 | 0 | 0 | 0 | 0 | 0 | 13.9 | 0 | 0 | 0 | 0
6349 | 30.52 | 0 | 0 | 0 | 1.04 | 48.84 | 1 | 30.52 | 30.52 | 0 | 0 | 0 | 0 | 0 | 0 | 0 | 0 | 0 | 0 | 40.7 | 0 | 0 | 0 | 0
6005 | 60.33 | 30.79 | 30.79 | -6.72 | 1.04 | 72.6 | 1 | 60.5 | 18.15 | 0 | 0 | 0 | 0 | 0 | 0 | 0 | 0 | 0 | 0 | 60.5 | 0 | 0 | 0 | 0
6005 | 60.33 | 30.79 | 30.79 | -6.72 | 1.04 | 72.6 | 1 | 60.5 | 18.15 | 0 | 0 | 0 | 0 | 0 | 0 | 0 | 0 | 0 | 0 | 60.5 | 0 | 0 | 0 | 0
6005 | 120.66 | 61.59 | 61.59 | -13.43 | 1.04 | 145.2 | 1 | 121 | 36.3 | 0 | 0 | 0 | 0 | 0 | 0 | 0 | 0 | 0 | 0 | 121 | 0 | 0 | 0 | 0
8087 | 301.18 | 100.76 | 275.22 | -72.05 | 1.04 | 708.72 | 1 | 590.6 | 177.18 | 0 | 0 | 0 | 0 | 0 | 0 | 0 | 0 | 0 | 0 | 590.6 | 0 | 0 | 0 | 0
8087 | 293.63 | 101.78 | 308.26 | -80.7 | 1.04 | 793.8 | 1 | 661.5 | 198.45 | 0 | 0 | 0 | 0 | 0 | 0 | 0 | 0 | 0 | 0 | 661.5 | 0 | 0 | 0 | 0
6147 | 0 | 0 | 4.28 | -0.93 | 1.03 | 10.08 | 0 | 8.4 | 2.52 | 0 | 0 | 0 | 0 | 0 | 0 | 0 | 0 | 0 | 0 | 8.4 | 0 | 0 | 0 | 0
6147 | 322.85 | 38.03 | 227.01 | -49.51 | 1.03 | 535.2 | 1 | 446 | 133.8 | 0 | 0 | 0 | 0 | 0 | 0 | 0 | 0 | 0 | 0 | 446 | 0 | 0 | 0 | 0
6147 | 322.85 | 39.39 | 227.01 | -49.51 | 1.03 | 535.2 | 1 | 446 | 133.8 | 0 | 0 | 0 | 0 | 0 | 0 | 0 | 0 | 0 | 0 | 446 | 0 | 0 | 0 | 0
6147 | 283.22 | 42.7 | 474.39 | -103.45 | 1.03 | 1118.4 | 1 | 932 | 279.6 | 0 | 0 | 0 | 0 | 0 | 0 | 0 | 0 | 0 | 0 | 932 | 0 | 0 | 0 | 0
6147 | 0 | 0 | 367.5 | -80.14 | 1.03 | 866.4 | 0 | 722 | 216.6 | 0 | 0 | 0 | 0 | 0 | 0 | 0 | 0 | 0 | 0 | 722 | 0 | 0 | 0 | 0
6147 | 219.4 | 127.84 | 367.5 | -80.14 | 1.03 | 866.4 | 1 | 722 | 216.6 | 0 | 0 | 0 | 0 | 0 | 0 | 0 | 0 | 0 | 0 | 722 | 0 | 0 | 0 | 0
6147 | 71.43 | 38.3 | 119.64 | -26.09 | 1.03 | 282.06 | 1 | 235.05 | 70.52 | 0 | 0 | 0 | 0 | 0 | 0 | 0 | 0 | 0 | 0 | 235.05 | 0 | 0 | 0 | 0
6147 | 71.43 | 33.99 | 119.64 | -26.09 | 1.03 | 282.06 | 1 | 235.05 | 70.52 | 0 | 0 | 0 | 0 | 0 | 0 | 0 | 0 | 0 | 0 | 235.05 | 0 | 0 | 0 | 0
6147 | 71.43 | 82 | 119.64 | -26.09 | 1.03 | 282.06 | 1 | 235.05 | 70.52 | 0 | 0 | 0 | 0 | 0 | 0 | 0 | 0 | 0 | 0 | 235.05 | 0 | 0 | 0 | 0
6147 | 71.43 | 43.72 | 119.64 | -26.09 | 1.03 | 282.06 | 1 | 235.05 | 70.52 | 0 | 0 | 0 | 0 | 0 | 0 | 0 | 0 | 0 | 0 | 235.05 | 0 | 0 | 0 | 0
6349 | 177.9 | 19.45 | 68.29 | -2.94 | 1.04 | 72 | 1 | 177.9 | 177.9 | 0 | 0 | 0 | 0 | 0 | 0 | 0 | 0 | 0 | 0 | 60 | 0 | 0 | 0 | 0
6214 | 552.3 | 55.54 | 212.06 | -9.13 | 1.04 | 223.6 | 1 | 552.3 | 552.3 | 0 | 0 | 0 | 0 | 0 | 0 | 0 | 0 | 0 | 0 | 186.33 | 0 | 0 | 0 | 0
6349 | 552.3 | 99.93 | 212.06 | -9.13 | 1.04 | 223.6 | 1 | 552.3 | 552.3 | 0 | 0 | 0 | 0 | 0 | 0 | 0 | 0 | 0 | 0 | 186.33 | 0 | 0 | 0 | 0
6349 | 552.3 | 58.81 | 212.06 | -9.13 | 1.04 | 223.6 | 1 | 552.3 | 552.3 | 0 | 0 | 0 | 0 | 0 | 0 | 0 | 0 | 0 | 0 | 186.33 | 0 | 0 | 0 | 0
6147 | 60.83 | 18.83 | 31.05 | -6.77 | 1.04 | 73.2 | 1 | 61 | 18.3 | 0 | 0 | 0 | 0 | 0 | 0 | 0 | 0 | 0 | 0 | 61 | 0 | 0 | 0 | 0
6147 | 182.49 | 45.89 | 93.15 | -20.31 | 1.04 | 219.6 | 1 | 183 | 54.9 | 0 | 0 | 0 | 0 | 0 | 0 | 0 | 0 | 0 | 0 | 183 | 0 | 0 | 0 | 0
6147 | 297.17 | 55.72 | 151.68 | -33.08 | 1.04 | 357.6 | 1 | 298 | 89.4 | 0 | 0 | 0 | 0 | 0 | 0 | 0 | 0 | 0 | 0 | 298 | 0 | 0 | 0 | 0
6147 | 297.17 | 64.31 | 151.68 | -33.08 | 1.04 | 357.6 | 1 | 298 | 89.4 | 0 | 0 | 0 | 0 | 0 | 0 | 0 | 0 | 0 | 0 | 298 | 0 | 0 | 0 | 0
6147 | 297.17 | 121.17 | 151.68 | -33.08 | 1.04 | 357.6 | 1 | 298 | 89.4 | 0 | 0 | 0 | 0 | 0 | 0 | 0 | 0 | 0 | 0 | 298 | 0 | 0 | 0 | 0
6147 | 182.82 | 93.32 | 93.32 | -20.35 | 1.04 | 220 | 1 | 183.33 | 55 | 0 | 0 | 0 | 0 | 0 | 0 | 0 | 0 | 0 | 0 | 183.33 | 0 | 0 | 0 | 0
6147 | 182.82 | 50.78 | 93.32 | -20.35 | 1.04 | 220 | 1 | 183.33 | 55 | 0 | 0 | 0 | 0 | 0 | 0 | 0 | 0 | 0 | 0 | 183.33 | 0 | 0 | 0 | 0
6147 | 182.82 | 35.11 | 93.32 | -20.35 | 1.04 | 220 | 1 | 183.33 | 55 | 0 | 0 | 0 | 0 | 0 | 0 | 0 | 0 | 0 | 0 | 183.33 | 0 | 0 | 0 | 0
6349 | 58.95 | -9.89 | 98.75 | -21.53 | 1.02 | 232.8 | 1 | 194 | 58.2 | 0 | 0 | 0 | 0 | 0 | 0 | 0 | 0 | 0 | 0 | 194 | 0 | 0 | 0 | 0
6349 | 106.96 | -5.6 | 98.75 | -21.53 | 1.02 | 232.8 | 1 | 194 | 58.2 | 0 | 0 | 0 | 0 | 0 | 0 | 0 | 0 | 0 | 0 | 194 | 0 | 0 | 0 | 0
6349 | 0 | 0 | 26.16 | -5.71 | 1.02 | 61.68 | 0 | 51.4 | 15.42 | 0 | 0 | 0 | 0 | 0 | 0 | 0 | 0 | 0 | 0 | 51.4 | 0 | 0 | 0 | 0
6349 | 78.1 | -11.57 | 130.81 | -28.53 | 1.02 | 308.4 | 1 | 257 | 77.1 | 0 | 0 | 0 | 0 | 0 | 0 | 0 | 0 | 0 | 0 | 257 | 0 | 0 | 0 | 0
7098 | 4.5 | 1.72 | 1.72 | -0.07 | 1.04 | 1.8 | 1 | 4.5 | 4.5 | 0 | 0 | 0 | 0 | 0 | 0 | 0 | 0 | 0 | 0 | 1.5 | 0 | 0 | 0 | 0
7098 | 7.2 | 2.73 | 2.73 | -0.12 | 1.04 | 2.88 | 1 | 7.2 | 7.2 | 0 | 0 | 0 | 0 | 0 | 0 | 0 | 0 | 0 | 0 | 2.4 | 0 | 0 | 0 | 0
7098 | 4.5 | 1.72 | 1.72 | -0.07 | 1.04 | 1.8 | 1 | 4.5 | 4.5 | 0 | 0 | 0 | 0 | 0 | 0 | 0 | 0 | 0 | 0 | 1.5 | 0 | 0 | 0 | 0
7098 | 7.2 | 2.73 | 2.73 | -0.12 | 1.04 | 2.88 | 1 | 7.2 | 7.2 | 0 | 0 | 0 | 0 | 0 | 0 | 0 | 0 | 0 | 0 | 2.4 | 0 | 0 | 0 | 0
7098 | 0 | 0 | 6.82 | -0.29 | 1.04 | 7.2 | 0 | 18 | 0 | 0 | 0 | 0 | 0 | 0 | 0 | 0 | 0 | 0 | 0 | 6 | 0 | 0 | 0 | 0
7098 | 0 | 0 | 4.09 | -0.18 | 1.04 | 4.32 | 0 | 11 | 0 | 0 | 0 | 0 | 0 | 0 | 0 | 0 | 0 | 0 | 0 | 3.6 | 0 | 0 | 0 | 0
7098 | 0 | 0 | 2.73 | -0.12 | 1.04 | 2.88 | 0 | 7.2 | 0 | 0 | 0 | 0 | 0 | 0 | 0 | 0 | 0 | 0 | 0 | 2.4 | 0 | 0 | 0 | 0
7098 | 0 | 0 | 2.73 | -0.12 | 1.04 | 2.88 | 0 | 7.2 | 0 | 0 | 0 | 0 | 0 | 0 | 0 | 0 | 0 | 0 | 0 | 2.4 | 0 | 0 | 0 | 0
7098 | 8.4 | 3.2 | 3.2 | -0.14 | 1.04 | 3.36 | 1 | 8.4 | 8.4 | 0 | 0 | 0 | 0 | 0 | 0 | 0 | 0 | 0 | 0 | 2.8 | 0 | 0 | 0 | 0
6349 | 62.67 | -22.89 | 104.97 | -22.89 | 1.02 | 247.48 | 1 | 206.23 | 61.87 | 0 | 0 | 0 | 0 | 0 | 0 | 0 | 0 | 0 | 0 | 206.23 | 0 | 0 | 0 | 0
6349 | 62.67 | -22.89 | 104.97 | -22.89 | 1.02 | 247.48 | 1 | 206.23 | 61.87 | 0 | 0 | 0 | 0 | 0 | 0 | 0 | 0 | 0 | 0 | 206.23 | 0 | 0 | 0 | 0
6349 | 62.7 | -15.02 | 104.97 | -22.89 | 1.02 | 247.48 | 1 | 206.23 | 61.9 | 0 | 0 | 0 | 0 | 0 | 0 | 0 | 0 | 0 | 0 | 206.23 | 0 | 0 | 0 | 0
6230 | 0 | 0 | 1.63 | -0.36 | 1 | 3.84 | 0 | 3.2 | 0.96 | 0 | 0 | 0 | 0 | 0 | 0 | 0 | 0 | 0 | 0 | 3.2 | 0 | 0 | 0 | 0
6230 | 246.56 | -27.44 | 125.85 | -27.44 | 1 | 296.7 | 1 | 247.25 | 74.18 | 0 | 0 | 0 | 0 | 0 | 0 | 0 | 0 | 0 | 0 | 247.25 | 0 | 0 | 0 | 0
6230 | 213.83 | -27.44 | 125.85 | -27.44 | 1 | 296.7 | 1 | 247.25 | 74.18 | 0 | 0 | 0 | 0 | 0 | 0 | 0 | 0 | 0 | 0 | 247.25 | 0 | 0 | 0 | 0
6230 | 246.56 | -27.44 | 125.85 | -27.44 | 1 | 296.7 | 1 | 247.25 | 74.18 | 0 | 0 | 0 | 0 | 0 | 0 | 0 | 0 | 0 | 0 | 247.25 | 0 | 0 | 0 | 0
6230 | 246.56 | -27.44 | 125.85 | -27.44 | 1 | 296.7 | 1 | 247.25 | 74.18 | 0 | 0 | 0 | 0 | 0 | 0 | 0 | 0 | 0 | 0 | 247.25 | 0 | 0 | 0 | 0
6349 | 0 | 0 | 6.11 | -1.33 | 1.04 | 14.4 | 0 | 12 | 3.6 | 0 | 0 | 0 | 0 | 0 | 0 | 0 | 0 | 0 | 0 | 12 | 0 | 0 | 0 | 0
6349 | 0 | 0 | 26.21 | -5.72 | 1.04 | 61.8 | 0 | 51.5 | 15.45 | 0 | 0 | 0 | 0 | 0 | 0 | 0 | 0 | 0 | 0 | 51.5 | 0 | 0 | 0 | 0
6349 | 31.3 | 52.43 | 52.43 | -11.43 | 1.04 | 123.6 | 1 | 103 | 30.9 | 0 | 0 | 0 | 0 | 0 | 0 | 0 | 0 | 0 | 0 | 103 | 0 | 0 | 0 | 0
6349 | 0 | 0 | 1.17 | -0.26 | 1.04 | 2.76 | 0 | 2.3 | 0.69 | 0 | 0 | 0 | 0 | 0 | 0 | 0 | 0 | 0 | 0 | 2.3 | 0 | 0 | 0 | 0
6349 | 0 | 0 | 2.34 | -0.51 | 1.04 | 5.52 | 0 | 4.6 | 1.38 | 0 | 0 | 0 | 0 | 0 | 0 | 0 | 0 | 0 | 0 | 4.6 | 0 | 0 | 0 | 0
6349 | 0 | 0 | 0.76 | -0.17 | 1.04 | 1.8 | 0 | 1.5 | 0.45 | 0 | 0 | 0 | 0 | 0 | 0 | 0 | 0 | 0 | 0 | 1.5 | 0 | 0 | 0 | 0
6349 | 0 | 0 | 2.04 | -0.44 | 1.04 | 4.8 | 0 | 4 | 1.2 | 0 | 0 | 0 | 0 | 0 | 0 | 0 | 0 | 0 | 0 | 4 | 0 | 0 | 0 | 0
6349 | 0 | 0 | 3.26 | -0.71 | 1.04 | 7.68 | 0 | 6.4 | 1.92 | 0 | 0 | 0 | 0 | 0 | 0 | 0 | 0 | 0 | 0 | 6.4 | 0 | 0 | 0 | 0
6349 | 110.31 | 184.77 | 184.77 | -40.29 | 1.04 | 435.6 | 1 | 363 | 108.9 | 0 | 0 | 0 | 0 | 0 | 0 | 0 | 0 | 0 | 0 | 363 | 0 | 0 | 0 | 0
6349 | 110.31 | 184.77 | 184.77 | -40.29 | 1.04 | 435.6 | 1 | 363 | 108.9 | 0 | 0 | 0 | 0 | 0 | 0 | 0 | 0 | 0 | 0 | 363 | 0 | 0 | 0 | 0
6349 | 0 | 0 | 26.21 | -5.72 | 1.04 | 61.8 | 0 | 51.5 | 15.45 | 0 | 0 | 0 | 0 | 0 | 0 | 0 | 0 | 0 | 0 | 51.5 | 0 | 0 | 0 | 0
7127 | 162.54 | 38.38 | 82.97 | -18.09 | 1.04 | 195.6 | 1 | 163 | 48.9 | 0 | 0 | 0 | 0 | 0 | 0 | 0 | 0 | 0 | 0 | 163 | 0 | 0 | 0 | 0
7127 | 162.54 | 67.22 | 82.97 | -18.09 | 1.04 | 195.6 | 1 | 163 | 48.9 | 0 | 0 | 0 | 0 | 0 | 0 | 0 | 0 | 0 | 0 | 163 | 0 | 0 | 0 | 0
7127 | 162.54 | 44.4 | 82.97 | -18.09 | 1.04 | 195.6 | 1 | 163 | 48.9 | 0 | 0 | 0 | 0 | 0 | 0 | 0 | 0 | 0 | 0 | 163 | 0 | 0 | 0 | 0
7127 | 162.54 | 41.68 | 82.97 | -18.09 | 1.04 | 195.6 | 1 | 163 | 48.9 | 0 | 0 | 0 | 0 | 0 | 0 | 0 | 0 | 0 | 0 | 163 | 0 | 0 | 0 | 0
7127 | 162.54 | 37.78 | 82.97 | -18.09 | 1.04 | 195.6 | 1 | 163 | 48.9 | 0 | 0 | 0 | 0 | 0 | 0 | 0 | 0 | 0 | 0 | 163 | 0 | 0 | 0 | 0
7330 | 0 | 0 | 2.04 | -0.44 | 1.04 | 4.8 | 0 | 4 | 1.2 | 0 | 0 | 0 | 0 | 0 | 0 | 0 | 0 | 0 | 0 | 4 | 0 | 0 | 0 | 0
7098 | 22.34 | 11.4 | 11.4 | -2.49 | 1.04 | 26.88 | 1 | 22.4 | 6.72 | 0 | 0 | 0 | 0 | 0 | 0 | 0 | 0 | 0 | 0 | 22.4 | 0 | 0 | 0 | 0
7098 | 47.27 | 24.13 | 24.13 | -5.26 | 1.04 | 56.88 | 1 | 47.4 | 14.22 | 0 | 0 | 0 | 0 | 0 | 0 | 0 | 0 | 0 | 0 | 47.4 | 0 | 0 | 0 | 0
7098 | 47.27 | 24.13 | 24.13 | -5.26 | 1.04 | 56.88 | 1 | 47.4 | 14.22 | 0 | 0 | 0 | 0 | 0 | 0 | 0 | 0 | 0 | 0 | 47.4 | 0 | 0 | 0 | 0
7098 | 94.54 | 48.25 | 48.25 | -10.52 | 1.04 | 113.76 | 1 | 94.8 | 28.44 | 0 | 0 | 0 | 0 | 0 | 0 | 0 | 0 | 0 | 0 | 94.8 | 0 | 0 | 0 | 0
7098 | 0 | 0 | 1.63 | -0.36 | 1.04 | 3.84 | 0 | 3.2 | 0.96 | 0 | 0 | 0 | 0 | 0 | 0 | 0 | 0 | 0 | 0 | 3.2 | 0 | 0 | 0 | 0
7098 | 29.1 | 0 | 0 | 0 | 1.04 | 46.56 | 1 | 29.1 | 29.1 | 0 | 0 | 0 | 0 | 0 | 0 | 0 | 0 | 0 | 0 | 38.8 | 0 | 0 | 0 | 0
7098 | 7.5 | 0 | 0 | 0 | 1.04 | 12 | 1 | 7.5 | 7.5 | 0 | 0 | 0 | 0 | 0 | 0 | 0 | 0 | 0 | 0 | 10 | 0 | 0 | 0 | 0
7098 | 7.5 | 0 | 0 | 0 | 1.04 | 12 | 1 | 7.5 | 7.5 | 0 | 0 | 0 | 0 | 0 | 0 | 0 | 0 | 0 | 0 | 10 | 0 | 0 | 0 | 0
7098 | 0 | 0 | 0 | 0 | 1.04 | 5.28 | 0 | 4.4 | 1.32 | 0 | 0 | 0 | 0 | 0 | 0 | 0 | 0 | 0 | 0 | 4.4 | 0 | 0 | 0 | 0
7098 | 187.92 | 37.1 | 95.92 | -20.92 | 1.03 | 226.14 | 1 | 188.45 | 56.53 | 0 | 0 | 0 | 0 | 0 | 0 | 0 | 0 | 0 | 0 | 188.45 | 0 | 0 | 0 | 0
7098 | 187.92 | 78.22 | 95.92 | -20.92 | 1.03 | 226.14 | 1 | 188.45 | 56.53 | 0 | 0 | 0 | 0 | 0 | 0 | 0 | 0 | 0 | 0 | 188.45 | 0 | 0 | 0 | 0
7098 | 67.09 | -12.75 | 58.48 | -12.75 | 1 | 137.88 | 1 | 114.9 | 34.47 | 0 | 0 | 0 | 0 | 0 | 0 | 0 | 0 | 0 | 0 | 114.9 | 0 | 0 | 0 | 0
7098 | 67.09 | -12.75 | 58.48 | -12.75 | 1 | 137.88 | 1 | 114.9 | 34.47 | 0 | 0 | 0 | 0 | 0 | 0 | 0 | 0 | 0 | 0 | 114.9 | 0 | 0 | 0 | 0
7098 | 67.09 | -12.75 | 58.48 | -12.75 | 1 | 137.88 | 1 | 114.9 | 34.47 | 0 | 0 | 0 | 0 | 0 | 0 | 0 | 0 | 0 | 0 | 114.9 | 0 | 0 | 0 | 0
7098 | 83.17 | -12.75 | 58.48 | -12.75 | 1 | 137.88 | 1 | 114.9 | 34.47 | 0 | 0 | 0 | 0 | 0 | 0 | 0 | 0 | 0 | 0 | 114.9 | 0 | 0 | 0 | 0
7098 | 83.17 | -12.75 | 58.48 | -12.75 | 1 | 137.88 | 1 | 114.9 | 34.47 | 0 | 0 | 0 | 0 | 0 | 0 | 0 | 0 | 0 | 0 | 114.9 | 0 | 0 | 0 | 0
7098 | 68.1 | -12.75 | 58.48 | -12.75 | 1 | 137.88 | 1 | 114.9 | 34.47 | 0 | 0 | 0 | 0 | 0 | 0 | 0 | 0 | 0 | 0 | 114.9 | 0 | 0 | 0 | 0
7084 | 159.89 | 37.81 | 116.38 | -25.38 | 1.04 | 274.38 | 1 | 228.65 | 68.59 | 0 | 0 | 0 | 0 | 0 | 0 | 0 | 0 | 0 | 0 | 228.65 | 0 | 0 | 0 | 0
7084 | 165.51 | 29.6 | 116.38 | -25.38 | 1.04 | 274.38 | 1 | 228.65 | 68.59 | 0 | 0 | 0 | 0 | 0 | 0 | 0 | 0 | 0 | 0 | 228.65 | 0 | 0 | 0 | 0
7084 | 165.51 | 29.93 | 116.38 | -25.38 | 1.04 | 274.38 | 1 | 228.65 | 68.59 | 0 | 0 | 0 | 0 | 0 | 0 | 0 | 0 | 0 | 0 | 228.65 | 0 | 0 | 0 | 0
7084 | 165.51 | 36.62 | 116.38 | -25.38 | 1.04 | 274.38 | 1 | 228.65 | 68.59 | 0 | 0 | 0 | 0 | 0 | 0 | 0 | 0 | 0 | 0 | 228.65 | 0 | 0 | 0 | 0
7098 | -377.99 | 199.11 | 498.38 | -111.05 | 1 | 1625.16 | 1 | 1354.3 | 406.29 | 0 | 0 | 0 | 0 | 0 | 0 | 0 | 0 | 0 | 0 | 1354.3 | 0 | 0 | 0 | 0
7098 | 1350.52 | 6.01 | 498.38 | -111.05 | 1 | 1625.16 | 1 | 1354.3 | 406.29 | 0 | 0 | 0 | 0 | 0 | 0 | 0 | 0 | 0 | 0 | 1354.3 | 0 | 0 | 0 | 0
7127 | 149.58 | 76.35 | 76.35 | -16.65 | 1.04 | 180 | 1 | 150 | 45 | 0 | 0 | 0 | 0 | 0 | 0 | 0 | 0 | 0 | 0 | 150 | 0 | 0 | 0 | 0
7127 | 50.86 | 20.02 | 25.96 | -5.66 | 1.04 | 61.2 | 1 | 51 | 15.3 | 0 | 0 | 0 | 0 | 0 | 0 | 0 | 0 | 0 | 0 | 51 | 0 | 0 | 0 | 0
7127 | 50.86 | 24.3 | 25.96 | -5.66 | 1.04 | 61.2 | 1 | 51 | 15.3 | 0 | 0 | 0 | 0 | 0 | 0 | 0 | 0 | 0 | 0 | 51 | 0 | 0 | 0 | 0
7127 | 195.45 | 49.93 | 99.76 | -21.76 | 1.04 | 235.2 | 1 | 196 | 58.8 | 0 | 0 | 0 | 0 | 0 | 0 | 0 | 0 | 0 | 0 | 196 | 0 | 0 | 0 | 0
7127 | 195.45 | 48.69 | 99.76 | -21.76 | 1.04 | 235.2 | 1 | 196 | 58.8 | 0 | 0 | 0 | 0 | 0 | 0 | 0 | 0 | 0 | 0 | 196 | 0 | 0 | 0 | 0
7127 | 195.45 | 77.51 | 99.76 | -21.76 | 1.04 | 235.2 | 1 | 196 | 58.8 | 0 | 0 | 0 | 0 | 0 | 0 | 0 | 0 | 0 | 0 | 196 | 0 | 0 | 0 | 0
7127 | 195.45 | 41.78 | 99.76 | -21.76 | 1.04 | 235.2 | 1 | 196 | 58.8 | 0 | 0 | 0 | 0 | 0 | 0 | 0 | 0 | 0 | 0 | 196 | 0 | 0 | 0 | 0
7127 | 195.45 | 82.31 | 99.76 | -21.76 | 1.04 | 235.2 | 1 | 196 | 58.8 | 0 | 0 | 0 | 0 | 0 | 0 | 0 | 0 | 0 | 0 | 196 | 0 | 0 | 0 | 0
7127 | 195.45 | 82.67 | 99.76 | -21.76 | 1.04 | 235.2 | 1 | 196 | 58.8 | 0 | 0 | 0 | 0 | 0 | 0 | 0 | 0 | 0 | 0 | 196 | 0 | 0 | 0 | 0
7410 | 0 | 0 | 1.88 | -0.41 | 1.04 | 4.44 | 0 | 3.7 | 1.11 | 0 | 0 | 0 | 0 | 0 | 0 | 0 | 0 | 0 | 0 | 3.7 | 0 | 0 | 0 | 0
7410 | 0 | 0 | 2.19 | -0.48 | 1.04 | 5.16 | 0 | 4.3 | 1.29 | 0 | 0 | 0 | 0 | 0 | 0 | 0 | 0 | 0 | 0 | 4.3 | 0 | 0 | 0 | 0
7127 | 16.25 | -1.81 | 8.3 | -1.81 | 1 | 19.56 | 1 | 16.3 | 4.89 | 0 | 0 | 0 | 0 | 0 | 0 | 0 | 0 | 0 | 0 | 16.3 | 0 | 0 | 0 | 0
7127 | 205.97 | -22.93 | 105.13 | -22.93 | 1 | 247.86 | 1 | 206.55 | 61.97 | 0 | 0 | 0 | 0 | 0 | 0 | 0 | 0 | 0 | 0 | 206.55 | 0 | 0 | 0 | 0
7127 | 205.97 | -22.93 | 105.13 | -22.93 | 1 | 247.86 | 1 | 206.55 | 61.97 | 0 | 0 | 0 | 0 | 0 | 0 | 0 | 0 | 0 | 0 | 206.55 | 0 | 0 | 0 | 0
7127 | 205.97 | -22.93 | 105.13 | -22.93 | 1 | 247.86 | 1 | 206.55 | 61.97 | 0 | 0 | 0 | 0 | 0 | 0 | 0 | 0 | 0 | 0 | 206.55 | 0 | 0 | 0 | 0
7127 | 205.97 | -22.93 | 105.13 | -22.93 | 1 | 247.86 | 1 | 206.55 | 61.97 | 0 | 0 | 0 | 0 | 0 | 0 | 0 | 0 | 0 | 0 | 206.55 | 0 | 0 | 0 | 0
7127 | 379.64 | -42.26 | 193.78 | -42.26 | 1 | 456.84 | 1 | 380.7 | 114.21 | 0 | 0 | 0 | 0 | 0 | 0 | 0 | 0 | 0 | 0 | 380.7 | 0 | 0 | 0 | 0
7127 | 58.84 | -6.55 | 30.03 | -6.55 | 1 | 70.8 | 1 | 59 | 17.7 | 0 | 0 | 0 | 0 | 0 | 0 | 0 | 0 | 0 | 0 | 59 | 0 | 0 | 0 | 0
7127 | 58.84 | -6.55 | 30.03 | -6.55 | 1 | 70.8 | 1 | 59 | 17.7 | 0 | 0 | 0 | 0 | 0 | 0 | 0 | 0 | 0 | 0 | 59 | 0 | 0 | 0 | 0
7127 | 58.84 | -6.55 | 30.03 | -6.55 | 1 | 70.8 | 1 | 59 | 17.7 | 0 | 0 | 0 | 0 | 0 | 0 | 0 | 0 | 0 | 0 | 59 | 0 | 0 | 0 | 0
7127 | 58.84 | -6.55 | 30.03 | -6.55 | 1 | 70.8 | 1 | 59 | 17.7 | 0 | 0 | 0 | 0 | 0 | 0 | 0 | 0 | 0 | 0 | 59 | 0 | 0 | 0 | 0
7177 | 10.17 | -1.13 | 5.19 | -1.13 | 1.01 | 12.24 | 1 | 10.2 | 3.06 | 0 | 0 | 0 | 0 | 0 | 0 | 0 | 0 | 0 | 0 | 10.2 | 0 | 0 | 0 | 0
7170 | 110.29 | 56.3 | 56.3 | -12.28 | 1.04 | 132.72 | 1 | 110.6 | 33.18 | 0 | 0 | 0 | 0 | 0 | 0 | 0 | 0 | 0 | 0 | 110.6 | 0 | 0 | 0 | 0
7177 | 110.29 | 56.3 | 56.3 | -12.28 | 1.04 | 132.72 | 1 | 110.6 | 33.18 | 0 | 0 | 0 | 0 | 0 | 0 | 0 | 0 | 0 | 0 | 110.6 | 0 | 0 | 0 | 0
7170 | 110.29 | 56.3 | 56.3 | -12.28 | 1.04 | 132.72 | 1 | 110.6 | 33.18 | 0 | 0 | 0 | 0 | 0 | 0 | 0 | 0 | 0 | 0 | 110.6 | 0 | 0 | 0 | 0
7170 | 110.29 | 56.3 | 56.3 | -12.28 | 1.04 | 132.72 | 1 | 110.6 | 33.18 | 0 | 0 | 0 | 0 | 0 | 0 | 0 | 0 | 0 | 0 | 110.6 | 0 | 0 | 0 | 0
7177 | 110.29 | 54.93 | 56.3 | -12.28 | 1.04 | 132.72 | 1 | 110.6 | 33.18 | 0 | 0 | 0 | 0 | 0 | 0 | 0 | 0 | 0 | 0 | 110.6 | 0 | 0 | 0 | 0
7177 | 110.29 | 45.65 | 56.3 | -12.28 | 1.04 | 132.72 | 1 | 110.6 | 33.2 | 0 | 0 | 0 | 0 | 0 | 0 | 0 | 0 | 0 | 0 | 110.6 | 0 | 0 | 0 | 0
7177 | 87.48 | 44.65 | 44.65 | -9.74 | 1.04 | 105.26 | 1 | 87.72 | 26.32 | 0 | 0 | 0 | 0 | 0 | 0 | 0 | 0 | 0 | 0 | 87.72 | 0 | 0 | 0 | 0
7177 | 87.48 | 44.65 | 44.65 | -9.74 | 1.04 | 105.26 | 1 | 87.72 | 26.3 | 0 | 0 | 0 | 0 | 0 | 0 | 0 | 0 | 0 | 0 | 87.72 | 0 | 0 | 0 | 0
7170 | 333.76 | 130.81 | 178.59 | -38.95 | 1.04 | 421.04 | 1 | 350.87 | 105.26 | 0 | 0 | 0 | 0 | 0 | 0 | 0 | 0 | 0 | 0 | 350.87 | 0 | 0 | 0 | 0
7330 | 6.88 | 3.51 | 3.51 | -0.77 | 1.03 | 8.28 | 1 | 6.9 | 2.07 | 0 | 0 | 0 | 0 | 0 | 0 | 0 | 0 | 0 | 0 | 6.9 | 0 | 0 | 0 | 0
7330 | 47.87 | 13.81 | 24.43 | -5.33 | 1.03 | 57.6 | 1 | 48 | 14.4 | 0 | 0 | 0 | 0 | 0 | 0 | 0 | 0 | 0 | 0 | 48 | 0 | 0 | 0 | 0
7330 | 0 | 0 | 2.55 | -0.55 | 1.03 | 6 | 0 | 5 | 1.5 | 0 | 0 | 0 | 0 | 0 | 0 | 0 | 0 | 0 | 0 | 5 | 0 | 0 | 0 | 0
7330 | 34.9 | 17.81 | 17.81 | -3.88 | 1.03 | 42 | 1 | 35 | 10.5 | 0 | 0 | 0 | 0 | 0 | 0 | 0 | 0 | 0 | 0 | 35 | 0 | 0 | 0 | 0
7330 | 7.48 | 3.82 | 3.82 | -0.83 | 1.03 | 9 | 1 | 7.5 | 2.25 | 0 | 0 | 0 | 0 | 0 | 0 | 0 | 0 | 0 | 0 | 7.5 | 0 | 0 | 0 | 0
7330 | 230.31 | 49.08 | 117.55 | -25.64 | 1.03 | 277.14 | 1 | 230.95 | 69.28 | 0 | 0 | 0 | 0 | 0 | 0 | 0 | 0 | 0 | 0 | 230.95 | 0 | 0 | 0 | 0
7330 | 230.31 | 42.27 | 117.55 | -25.64 | 1.03 | 277.14 | 1 | 230.95 | 69.28 | 0 | 0 | 0 | 0 | 0 | 0 | 0 | 0 | 0 | 0 | 230.95 | 0 | 0 | 0 | 0
7330 | 230.31 | 76.74 | 117.55 | -25.64 | 1.03 | 277.14 | 1 | 230.95 | 69.28 | 0 | 0 | 0 | 0 | 0 | 0 | 0 | 0 | 0 | 0 | 230.95 | 0 | 0 | 0 | 0
7330 | 230.31 | 117.55 | 117.55 | -25.64 | 1.03 | 277.14 | 1 | 230.95 | 69.28 | 0 | 0 | 0 | 0 | 0 | 0 | 0 | 0 | 0 | 0 | 230.95 | 0 | 0 | 0 | 0
7208 | 0 | 0 | 2.04 | -0.44 | 1.04 | 4.8 | 0 | 4 | 1.2 | 0 | 0 | 0 | 0 | 0 | 0 | 0 | 0 | 0 | 0 | 4 | 0 | 0 | 0 | 0
7208 | 762.86 | 84.91 | 389.39 | -84.92 | 1.04 | 918 | 1 | 765 | 229.5 | 0 | 0 | 0 | 0 | 0 | 0 | 0 | 0 | 0 | 0 | 765 | 0 | 0 | 0 | 0
7208 | 762.86 | 111.04 | 389.39 | -84.92 | 1.04 | 918 | 1 | 765 | 229.5 | 0 | 0 | 0 | 0 | 0 | 0 | 0 | 0 | 0 | 0 | 765 | 0 | 0 | 0 | 0
7208 | 178 | 29.21 | 90.86 | -19.81 | 1.04 | 214.2 | 1 | 178.5 | 53.55 | 0 | 0 | 0 | 0 | 0 | 0 | 0 | 0 | 0 | 0 | 178.5 | 0 | 0 | 0 | 0
7208 | 178 | 40.97 | 90.86 | -19.81 | 1.04 | 214.2 | 1 | 178.5 | 53.55 | 0 | 0 | 0 | 0 | 0 | 0 | 0 | 0 | 0 | 0 | 178.5 | 0 | 0 | 0 | 0
7208 | 178 | 26.57 | 90.86 | -19.81 | 1.04 | 214.2 | 1 | 178.5 | 53.55 | 0 | 0 | 0 | 0 | 0 | 0 | 0 | 0 | 0 | 0 | 178.5 | 0 | 0 | 0 | 0
7208 | 303.75 | -33.81 | 155.04 | -33.81 | 1.01 | 365.52 | 1 | 304.6 | 91.38 | 0 | 0 | 0 | 0 | 0 | 0 | 0 | 0 | 0 | 0 | 304.6 | 0 | 0 | 0 | 0
7208 | 90.39 | -10.06 | 46.14 | -10.06 | 1.01 | 108.77 | 1 | 90.64 | 27.19 | 0 | 0 | 0 | 0 | 0 | 0 | 0 | 0 | 0 | 0 | 90.64 | 0 | 0 | 0 | 0
7208 | 90.39 | -10.06 | 46.14 | -10.06 | 1.01 | 108.77 | 1 | 90.64 | 27.19 | 0 | 0 | 0 | 0 | 0 | 0 | 0 | 0 | 0 | 0 | 90.64 | 0 | 0 | 0 | 0
7208 | 90.39 | -10.06 | 46.14 | -10.06 | 1.01 | 108.77 | 1 | 90.64 | 27.19 | 0 | 0 | 0 | 0 | 0 | 0 | 0 | 0 | 0 | 0 | 90.64 | 0 | 0 | 0 | 0
7208 | 180.77 | -20.12 | 92.27 | -20.12 | 1.01 | 217.54 | 1 | 181.28 | 54.38 | 0 | 0 | 0 | 0 | 0 | 0 | 0 | 0 | 0 | 0 | 181.28 | 0 | 0 | 0 | 0
7127 | 0 | 0 | 13.08 | -2.85 | 1.04 | 30.84 | 0 | 25.7 | 7.71 | 0 | 0 | 0 | 0 | 0 | 0 | 0 | 0 | 0 | 0 | 25.7 | 0 | 0 | 0 | 0
7127 | 0 | 0 | 7.64 | -1.67 | 1.04 | 18 | 0 | 15 | 4.5 | 0 | 0 | 0 | 0 | 0 | 0 | 0 | 0 | 0 | 0 | 15 | 0 | 0 | 0 | 0
7127 | 0 | 0 | 0 | 0 | 1.04 | 9 | 0 | 7.5 | 2.25 | 0 | 0 | 0 | 0 | 0 | 0 | 0 | 0 | 0 | 0 | 7.5 | 0 | 0 | 0 | 0
7127 | 21.22 | 0 | 0 | 0 | 1.04 | 33.96 | 1 | 21.22 | 21.22 | 0 | 0 | 0 | 0 | 0 | 0 | 0 | 0 | 0 | 0 | 28.3 | 0 | 0 | 0 | 0
7127 | 21.22 | 0 | 0 | 0 | 1.04 | 33.96 | 1 | 21.22 | 21.22 | 0 | 0 | 0 | 0 | 0 | 0 | 0 | 0 | 0 | 0 | 28.3 | 0 | 0 | 0 | 0
7127 | 21.22 | 0 | 0 | 0 | 1.04 | 33.96 | 1 | 21.22 | 21.22 | 0 | 0 | 0 | 0 | 0 | 0 | 0 | 0 | 0 | 0 | 28.3 | 0 | 0 | 0 | 0
7127 | 21.22 | 0 | 0 | 0 | 1.04 | 33.96 | 1 | 21.22 | 21.22 | 0 | 0 | 0 | 0 | 0 | 0 | 0 | 0 | 0 | 0 | 28.3 | 0 | 0 | 0 | 0
7127 | 42.45 | 0 | 0 | 0 | 1.04 | 67.92 | 1 | 42.45 | 42.45 | 0 | 0 | 0 | 0 | 0 | 0 | 0 | 0 | 0 | 0 | 56.6 | 0 | 0 | 0 | 0
7098 | 96.41 | 49.21 | 49.21 | -10.73 | 1.04 | 116.02 | 1 | 96.68 | 29 | 0 | 0 | 0 | 0 | 0 | 0 | 0 | 0 | 0 | 0 | 96.68 | 0 | 0 | 0 | 0
7098 | 96.41 | 49.21 | 49.21 | -10.73 | 1.04 | 116.02 | 1 | 96.68 | 29 | 0 | 0 | 0 | 0 | 0 | 0 | 0 | 0 | 0 | 0 | 96.68 | 0 | 0 | 0 | 0
7098 | 0 | 0 | 49.21 | -10.73 | 1.04 | 116.02 | 0 | 96.68 | 29 | 0 | 0 | 0 | 0 | 0 | 0 | 0 | 0 | 0 | 0 | 96.68 | 0 | 0 | 0 | 0
7098 | 96.41 | 49.21 | 49.21 | -10.73 | 1.04 | 116.02 | 1 | 96.68 | 29 | 0 | 0 | 0 | 0 | 0 | 0 | 0 | 0 | 0 | 0 | 96.68 | 0 | 0 | 0 | 0
7098 | 192.83 | 98.42 | 98.42 | -21.46 | 1.04 | 232.04 | 1 | 193.37 | 58.01 | 0 | 0 | 0 | 0 | 0 | 0 | 0 | 0 | 0 | 0 | 193.37 | 0 | 0 | 0 | 0
7084 | 37.82 | -13.82 | 63.36 | -13.82 | 1.02 | 149.37 | 1 | 124.48 | 37.34 | 0 | 0 | 0 | 0 | 0 | 0 | 0 | 0 | 0 | 0 | 124.47 | 0 | 0 | 0 | 0
7084 | 37.82 | -13.82 | 63.36 | -13.82 | 1.02 | 149.37 | 1 | 124.48 | 37.34 | 0 | 0 | 0 | 0 | 0 | 0 | 0 | 0 | 0 | 0 | 124.47 | 0 | 0 | 0 | 0
7084 | 37.82 | -13.82 | 63.36 | -13.82 | 1.02 | 149.37 | 1 | 124.48 | 37.34 | 0 | 0 | 0 | 0 | 0 | 0 | 0 | 0 | 0 | 0 | 124.47 | 0 | 0 | 0 | 0
7084 | 37.82 | -13.82 | 63.36 | -13.82 | 1.02 | 149.37 | 1 | 124.48 | 37.34 | 0 | 0 | 0 | 0 | 0 | 0 | 0 | 0 | 0 | 0 | 124.47 | 0 | 0 | 0 | 0
7069 | 30.97 | 42.25 | 51.87 | -11.31 | 1.04 | 122.28 | 1 | 101.9 | 30.57 | 0 | 0 | 0 | 0 | 0 | 0 | 0 | 0 | 0 | 0 | 101.9 | 0 | 0 | 0 | 0
7127 | 0 | 0 | 2.19 | -0.57 | 1.04 | 5.64 | 0 | 4.7 | 1.41 | 0 | 0 | 0 | 0 | 0 | 0 | 0 | 0 | 0 | 0 | 4.7 | 0 | 0 | 0 | 0
7127 | 137.81 | 153.88 | 211.33 | -55.33 | 1.04 | 544.2 | 1 | 453.5 | 136.05 | 0 | 0 | 0 | 0 | 0 | 0 | 0 | 0 | 0 | 0 | 453.5 | 0 | 0 | 0 | 0
7353 | 312.95 | 139.37 | 159.74 | -34.83 | 1.04 | 376.59 | 1 | 313.83 | 94.15 | 0 | 0 | 0 | 0 | 0 | 0 | 0 | 0 | 0 | 0 | 313.83 | 0 | 0 | 0 | 0
7353 | 312.95 | 60.08 | 159.74 | -34.83 | 1.04 | 376.59 | 1 | 313.83 | 94.15 | 0 | 0 | 0 | 0 | 0 | 0 | 0 | 0 | 0 | 0 | 313.83 | 0 | 0 | 0 | 0
7353 | 312.95 | 47.25 | 159.74 | -34.83 | 1.04 | 376.59 | 1 | 313.83 | 94.15 | 0 | 0 | 0 | 0 | 0 | 0 | 0 | 0 | 0 | 0 | 313.83 | 0 | 0 | 0 | 0
7353 | 312.95 | 49.14 | 159.74 | -34.83 | 1.04 | 376.59 | 1 | 313.83 | 94.15 | 0 | 0 | 0 | 0 | 0 | 0 | 0 | 0 | 0 | 0 | 313.83 | 0 | 0 | 0 | 0
7353 | 594.84 | 76.49 | 348.26 | -75.95 | 1.04 | 821.04 | 1 | 684.2 | 205.26 | 0 | 0 | 0 | 0 | 0 | 0 | 0 | 0 | 0 | 0 | 684.2 | 0 | 0 | 0 | 0
7353 | 591.07 | 124.13 | 348.26 | -75.95 | 1.04 | 821.04 | 1 | 684.2 | 205.26 | 0 | 0 | 0 | 0 | 0 | 0 | 0 | 0 | 0 | 0 | 684.2 | 0 | 0 | 0 | 0
7353 | 591.07 | 123.23 | 348.26 | -75.95 | 1.04 | 821.04 | 1 | 684.2 | 205.26 | 0 | 0 | 0 | 0 | 0 | 0 | 0 | 0 | 0 | 0 | 684.2 | 0 | 0 | 0 | 0
7353 | 591.02 | 128.79 | 348.26 | -75.95 | 1.04 | 821.04 | 1 | 684.2 | 205 | 0 | 0 | 0 | 0 | 0 | 0 | 0 | 0 | 0 | 0 | 684.2 | 0 | 0 | 0 | 0
7353 | 16.25 | 8.3 | 8.3 | -1.81 | 1.04 | 19.56 | 1 | 16.3 | 4.89 | 0 | 0 | 0 | 0 | 0 | 0 | 0 | 0 | 0 | 0 | 16.3 | 0 | 0 | 0 | 0
7353 | 224.57 | 39.17 | 114.63 | -25 | 1.04 | 270.24 | 1 | 225.2 | 67.56 | 0 | 0 | 0 | 0 | 0 | 0 | 0 | 0 | 0 | 0 | 225.2 | 0 | 0 | 0 | 0
7353 | 224.57 | 86.67 | 114.63 | -25 | 1.04 | 270.24 | 1 | 225.2 | 67.56 | 0 | 0 | 0 | 0 | 0 | 0 | 0 | 0 | 0 | 0 | 225.2 | 0 | 0 | 0 | 0
7353 | 224.57 | 52.95 | 114.63 | -25 | 1.04 | 270.24 | 1 | 225.2 | 67.56 | 0 | 0 | 0 | 0 | 0 | 0 | 0 | 0 | 0 | 0 | 225.2 | 0 | 0 | 0 | 0
7353 | 102.41 | 32.4 | 52.27 | -11.4 | 1.04 | 123.24 | 1 | 102.7 | 30.81 | 0 | 0 | 0 | 0 | 0 | 0 | 0 | 0 | 0 | 0 | 102.7 | 0 | 0 | 0 | 0
7127 | 106.97 | 32.85 | 54.6 | -11.91 | 1.04 | 128.72 | 1 | 107.27 | 32.18 | 0 | 0 | 0 | 0 | 0 | 0 | 0 | 0 | 0 | 0 | 107.27 | 0 | 0 | 0 | 0
7127 | 106.97 | 26.39 | 54.6 | -11.91 | 1.04 | 128.72 | 1 | 107.27 | 32.18 | 0 | 0 | 0 | 0 | 0 | 0 | 0 | 0 | 0 | 0 | 107.27 | 0 | 0 | 0 | 0
7127 | 106.97 | 31.59 | 54.6 | -11.91 | 1.04 | 128.72 | 1 | 107.27 | 32.18 | 0 | 0 | 0 | 0 | 0 | 0 | 0 | 0 | 0 | 0 | 107.27 | 0 | 0 | 0 | 0
7127 | 106.97 | 33.74 | 54.6 | -11.91 | 1.04 | 128.72 | 1 | 107.27 | 32.18 | 0 | 0 | 0 | 0 | 0 | 0 | 0 | 0 | 0 | 0 | 107.27 | 0 | 0 | 0 | 0
7127 | 106.97 | 54.6 | 54.6 | -11.91 | 1.04 | 128.72 | 1 | 107.27 | 32.18 | 0 | 0 | 0 | 0 | 0 | 0 | 0 | 0 | 0 | 0 | 107.27 | 0 | 0 | 0 | 0
7127 | 106.97 | 41.49 | 54.6 | -11.91 | 1.04 | 128.72 | 1 | 107.27 | 32.18 | 0 | 0 | 0 | 0 | 0 | 0 | 0 | 0 | 0 | 0 | 107.27 | 0 | 0 | 0 | 0
7127 | 183.15 | 40.55 | 93.48 | -20.39 | 1.04 | 220.39 | 1 | 183.66 | 55.1 | 0 | 0 | 0 | 0 | 0 | 0 | 0 | 0 | 0 | 0 | 183.66 | 0 | 0 | 0 | 0
7127 | 183.15 | 44.01 | 93.48 | -20.39 | 1.04 | 220.39 | 1 | 183.66 | 55.1 | 0 | 0 | 0 | 0 | 0 | 0 | 0 | 0 | 0 | 0 | 183.66 | 0 | 0 | 0 | 0
7127 | 183.15 | 56.14 | 93.48 | -20.39 | 1.04 | 220.39 | 1 | 183.66 | 55.1 | 0 | 0 | 0 | 0 | 0 | 0 | 0 | 0 | 0 | 0 | 183.66 | 0 | 0 | 0 | 0
7127 | 183.15 | 45.67 | 93.48 | -20.39 | 1.04 | 220.39 | 1 | 183.66 | 55.1 | 0 | 0 | 0 | 0 | 0 | 0 | 0 | 0 | 0 | 0 | 183.66 | 0 | 0 | 0 | 0
7127 | 183.15 | 49.27 | 93.48 | -20.39 | 1.04 | 220.39 | 1 | 183.66 | 55.1 | 0 | 0 | 0 | 0 | 0 | 0 | 0 | 0 | 0 | 0 | 183.66 | 0 | 0 | 0 | 0
7177 | 541.28 | 276.29 | 276.29 | -60.25 | 1.04 | 651.36 | 1 | 542.8 | 162.84 | 0 | 0 | 0 | 0 | 0 | 0 | 0 | 0 | 0 | 0 | 542.8 | 0 | 0 | 0 | 0
7127 | 71.8 | -7.99 | 36.65 | -7.99 | 1 | 86.4 | 1 | 72 | 21.6 | 0 | 0 | 0 | 0 | 0 | 0 | 0 | 0 | 0 | 0 | 72 | 0 | 0 | 0 | 0
7127 | 71.8 | -7.99 | 36.65 | -7.99 | 1 | 86.4 | 1 | 72 | 21.6 | 0 | 0 | 0 | 0 | 0 | 0 | 0 | 0 | 0 | 0 | 72 | 0 | 0 | 0 | 0
7127 | 71.8 | -7.99 | 36.65 | -7.99 | 1 | 86.4 | 1 | 72 | 21.6 | 0 | 0 | 0 | 0 | 0 | 0 | 0 | 0 | 0 | 0 | 72 | 0 | 0 | 0 | 0
7127 | 71.8 | -7.99 | 36.65 | -7.99 | 1 | 86.4 | 1 | 72 | 21.6 | 0 | 0 | 0 | 0 | 0 | 0 | 0 | 0 | 0 | 0 | 72 | 0 | 0 | 0 | 0
7127 | 143.6 | -15.98 | 73.3 | -15.98 | 1 | 172.8 | 1 | 144 | 43.2 | 0 | 0 | 0 | 0 | 0 | 0 | 0 | 0 | 0 | 0 | 144 | 0 | 0 | 0 | 0
7127 | 445.15 | -49.55 | 227.22 | -49.55 | 1 | 535.68 | 1 | 446.4 | 133.92 | 0 | 0 | 0 | 0 | 0 | 0 | 0 | 0 | 0 | 0 | 446.4 | 0 | 0 | 0 | 0
7098 | 62.92 | 32.12 | 32.12 | -7 | 1.04 | 75.72 | 1 | 63.1 | 18.93 | 0 | 0 | 0 | 0 | 0 | 0 | 0 | 0 | 0 | 0 | 63.1 | 0 | 0 | 0 | 0
7098 | 309.13 | 157.79 | 157.79 | -34.41 | 1.04 | 372 | 1 | 310 | 93 | 0 | 0 | 0 | 0 | 0 | 0 | 0 | 0 | 0 | 0 | 310 | 0 | 0 | 0 | 0
7098 | 102.11 | 52.12 | 52.12 | -11.37 | 1.03 | 122.88 | 1 | 102.4 | 30.72 | 0 | 0 | 0 | 0 | 0 | 0 | 0 | 0 | 0 | 0 | 102.4 | 0 | 0 | 0 | 0
7004 | 87.95 | 12.12 | 44.89 | -9.79 | 1 | 105.84 | 1 | 88.2 | 26.46 | 0 | 0 | 0 | 0 | 0 | 0 | 0 | 0 | 0 | 0 | 88.2 | 0 | 0 | 0 | 0
7004 | 87.95 | 12.12 | 44.89 | -9.79 | 1 | 105.84 | 1 | 88.2 | 26.46 | 0 | 0 | 0 | 0 | 0 | 0 | 0 | 0 | 0 | 0 | 88.2 | 0 | 0 | 0 | 0
7084 | 2.07 | 3.46 | 3.46 | -0.75 | 1.04 | 8.16 | 1 | 6.8 | 2.04 | 0 | 0 | 0 | 0 | 0 | 0 | 0 | 0 | 0 | 0 | 6.8 | 0 | 0 | 0 | 0
7084 | 52.33 | 50.12 | 87.65 | -19.11 | 1.04 | 206.64 | 1 | 172.2 | 51.66 | 0 | 0 | 0 | 0 | 0 | 0 | 0 | 0 | 0 | 0 | 172.2 | 0 | 0 | 0 | 0
7084 | 52.33 | 50.12 | 87.65 | -19.11 | 1.04 | 206.64 | 1 | 172.2 | 51.66 | 0 | 0 | 0 | 0 | 0 | 0 | 0 | 0 | 0 | 0 | 172.2 | 0 | 0 | 0 | 0
7084 | 34.19 | 50.12 | 57.26 | -12.49 | 1.04 | 135 | 1 | 112.5 | 33.75 | 0 | 0 | 0 | 0 | 0 | 0 | 0 | 0 | 0 | 0 | 112.5 | 0 | 0 | 0 | 0
7084 | 34.19 | 50.12 | 57.26 | -12.49 | 1.04 | 135 | 1 | 112.5 | 33.75 | 0 | 0 | 0 | 0 | 0 | 0 | 0 | 0 | 0 | 0 | 112.5 | 0 | 0 | 0 | 0
7084 | 34.19 | 50.12 | 57.26 | -12.49 | 1.04 | 135 | 1 | 112.5 | 33.75 | 0 | 0 | 0 | 0 | 0 | 0 | 0 | 0 | 0 | 0 | 112.5 | 0 | 0 | 0 | 0
7084 | 34.19 | 50.12 | 57.26 | -12.49 | 1.04 | 135 | 1 | 112.5 | 33.75 | 0 | 0 | 0 | 0 | 0 | 0 | 0 | 0 | 0 | 0 | 112.5 | 0 | 0 | 0 | 0
7084 | 58.07 | 50.12 | 97.27 | -21.21 | 1.04 | 229.32 | 1 | 191.1 | 57.33 | 0 | 0 | 0 | 0 | 0 | 0 | 0 | 0 | 0 | 0 | 191.1 | 0 | 0 | 0 | 0
7084 | 52.33 | 50.12 | 87.65 | -19.11 | 1.04 | 206.64 | 1 | 172.2 | 51.66 | 0 | 0 | 0 | 0 | 0 | 0 | 0 | 0 | 0 | 0 | 172.2 | 0 | 0 | 0 | 0
7084 | 52.33 | 50.12 | 87.65 | -19.11 | 1.04 | 206.64 | 1 | 172.2 | 51.66 | 0 | 0 | 0 | 0 | 0 | 0 | 0 | 0 | 0 | 0 | 172.2 | 0 | 0 | 0 | 0
7084 | 52.33 | 50.12 | 87.65 | -19.11 | 1.04 | 206.64 | 1 | 172.2 | 51.66 | 0 | 0 | 0 | 0 | 0 | 0 | 0 | 0 | 0 | 0 | 172.2 | 0 | 0 | 0 | 0
7127 | 30.55 | 27.28 | 51.16 | -11.16 | 1.04 | 120.62 | 1 | 100.52 | 30.16 | 0 | 0 | 0 | 0 | 0 | 0 | 0 | 0 | 0 | 0 | 100.52 | 0 | 0 | 0 | 0
7127 | 39.5 | 27.28 | 66.17 | -14.43 | 1.04 | 156 | 1 | 130 | 39 | 0 | 0 | 0 | 0 | 0 | 0 | 0 | 0 | 0 | 0 | 130 | 0 | 0 | 0 | 0
7127 | 39.5 | 27.28 | 66.17 | -14.43 | 1.04 | 156 | 1 | 130 | 39 | 0 | 0 | 0 | 0 | 0 | 0 | 0 | 0 | 0 | 0 | 130 | 0 | 0 | 0 | 0
7127 | 30.55 | 27.28 | 51.16 | -11.16 | 1.04 | 120.62 | 1 | 100.52 | 30.16 | 0 | 0 | 0 | 0 | 0 | 0 | 0 | 0 | 0 | 0 | 100.52 | 0 | 0 | 0 | 0
7127 | 30.55 | 27.28 | 51.16 | -11.16 | 1.04 | 120.62 | 1 | 100.52 | 30.16 | 0 | 0 | 0 | 0 | 0 | 0 | 0 | 0 | 0 | 0 | 100.52 | 0 | 0 | 0 | 0
7127 | 30.55 | 27.28 | 51.16 | -11.16 | 1.04 | 120.62 | 1 | 100.52 | 30.16 | 0 | 0 | 0 | 0 | 0 | 0 | 0 | 0 | 0 | 0 | 100.52 | 0 | 0 | 0 | 0
7127 | 30.55 | 27.28 | 51.16 | -11.16 | 1.04 | 120.62 | 1 | 100.52 | 30.16 | 0 | 0 | 0 | 0 | 0 | 0 | 0 | 0 | 0 | 0 | 100.52 | 0 | 0 | 0 | 0
7127 | 30.55 | 27.28 | 51.16 | -11.16 | 1.04 | 120.62 | 1 | 100.52 | 30.16 | 0 | 0 | 0 | 0 | 0 | 0 | 0 | 0 | 0 | 0 | 100.52 | 0 | 0 | 0 | 0
7127 | 22.79 | 27.28 | 38.17 | -8.33 | 1.04 | 90 | 1 | 75 | 22.5 | 0 | 0 | 0 | 0 | 0 | 0 | 0 | 0 | 0 | 0 | 75 | 0 | 0 | 0 | 0
7127 | 0 | 0 | 41.23 | -8.99 | 1.04 | 97.2 | 0 | 81 | 24.3 | 0 | 0 | 0 | 0 | 0 | 0 | 0 | 0 | 0 | 0 | 81 | 0 | 0 | 0 | 0
7127 | 3.56 | 5.96 | 5.96 | -1.3 | 1.04 | 14.04 | 1 | 11.7 | 3.51 | 0 | 0 | 0 | 0 | 0 | 0 | 0 | 0 | 0 | 0 | 11.7 | 0 | 0 | 0 | 0
7177 | 33 | 0 | 0 | 0 | 1.04 | 52.8 | 1 | 33 | 33 | 0 | 0 | 0 | 0 | 0 | 0 | 0 | 0 | 0 | 0 | 44 | 0 | 0 | 0 | 0
7177 | 0 | 0 | 119.58 | -26.08 | 1.04 | 281.91 | 0 | 234.93 | 70.48 | 0 | 0 | 0 | 0 | 0 | 0 | 0 | 0 | 0 | 0 | 234.93 | 0 | 0 | 0 | 0
7177 | 0 | 0 | 119.58 | -26.08 | 1.04 | 281.91 | 0 | 234.93 | 70.48 | 0 | 0 | 0 | 0 | 0 | 0 | 0 | 0 | 0 | 0 | 234.93 | 0 | 0 | 0 | 0
7177 | 0 | 0 | 119.58 | -26.08 | 1.04 | 281.91 | 0 | 234.93 | 70.48 | 0 | 0 | 0 | 0 | 0 | 0 | 0 | 0 | 0 | 0 | 234.93 | 0 | 0 | 0 | 0
7177 | 0 | 0 | 119.58 | -26.08 | 1.04 | 281.91 | 0 | 234.93 | 70.48 | 0 | 0 | 0 | 0 | 0 | 0 | 0 | 0 | 0 | 0 | 234.93 | 0 | 0 | 0 | 0
8070 | 172.19 | -19.17 | 87.89 | -19.17 | 1.01 | 207.2 | 1 | 172.67 | 51.8 | 0 | 0 | 0 | 0 | 0 | 0 | 0 | 0 | 0 | 0 | 172.67 | 0 | 0 | 0 | 0
8070 | 0 | 0 | 87.89 | -19.17 | 1.01 | 207.2 | 0 | 172.67 | 51.8 | 0 | 0 | 0 | 0 | 0 | 0 | 0 | 0 | 0 | 0 | 172.67 | 0 | 0 | 0 | 0
8070 | 172.19 | 87.89 | 87.89 | -19.17 | 1.04 | 207.2 | 1 | 172.67 | 51.8 | 0 | 0 | 0 | 0 | 0 | 0 | 0 | 0 | 0 | 0 | 172.67 | 0 | 0 | 0 | 0
8070 | 172.19 | -19.17 | 87.89 | -19.17 | 1.01 | 207.2 | 1 | 172.67 | 51.8 | 0 | 0 | 0 | 0 | 0 | 0 | 0 | 0 | 0 | 0 | 172.67 | 0 | 0 | 0 | 0
8070 | 0 | 0 | 87.89 | -19.17 | 1.01 | 207.2 | 0 | 172.67 | 51.8 | 0 | 0 | 0 | 0 | 0 | 0 | 0 | 0 | 0 | 0 | 172.67 | 0 | 0 | 0 | 0
8070 | 0 | 0 | 87.89 | -19.17 | 1.01 | 207.2 | 0 | 172.67 | 51.8 | 0 | 0 | 0 | 0 | 0 | 0 | 0 | 0 | 0 | 0 | 172.67 | 0 | 0 | 0 | 0
8060 | 0 | 0 | 276.52 | -72.39 | 1 | 712.08 | 0 | 593.4 | 178.02 | 0 | 0 | 0 | 0 | 0 | 0 | 0 | 0 | 0 | 0 | 593.4 | 0 | 0 | 0 | 0
8060 | 0 | 0 | 276.52 | -72.39 | 1 | 712.08 | 0 | 593.4 | 178.02 | 0 | 0 | 0 | 0 | 0 | 0 | 0 | 0 | 0 | 0 | 593.4 | 0 | 0 | 0 | 0
8070 | 0 | 0 | 431 | -112.84 | 1 | 1109.88 | 0 | 924.9 | 277.47 | 0 | 0 | 0 | 0 | 0 | 0 | 0 | 0 | 0 | 0 | 924.9 | 0 | 0 | 0 | 0
8070 | 922.32 | -81.81 | 431 | -112.84 | 1 | 1109.88 | 1 | 924.9 | 277.47 | 0 | 0 | 0 | 0 | 0 | 0 | 0 | 0 | 0 | 0 | 924.9 | 0 | 0 | 0 | 0
8129 | 234.24 | 11.1 | 119.56 | -26.07 | 1.03 | 281.88 | 1 | 234.9 | 70.47 | 0 | 0 | 0 | 0 | 0 | 0 | 0 | 0 | 0 | 0 | 234.9 | 0 | 0 | 0 | 0
8129 | 234.24 | 9.48 | 119.56 | -26.07 | 1.03 | 281.88 | 1 | 234.9 | 70.47 | 0 | 0 | 0 | 0 | 0 | 0 | 0 | 0 | 0 | 0 | 234.9 | 0 | 0 | 0 | 0
8129 | 234.24 | 10.99 | 119.56 | -26.07 | 1.03 | 281.88 | 1 | 234.9 | 70.47 | 0 | 0 | 0 | 0 | 0 | 0 | 0 | 0 | 0 | 0 | 234.9 | 0 | 0 | 0 | 0
8129 | 234.24 | 10.4 | 119.56 | -26.07 | 1.03 | 281.88 | 1 | 234.9 | 70.47 | 0 | 0 | 0 | 0 | 0 | 0 | 0 | 0 | 0 | 0 | 234.9 | 0 | 0 | 0 | 0
8087 | 0 | 0 | 418.33 | -109.52 | 1.04 | 1077.24 | 0 | 897.7 | 269.31 | 0 | 0 | 0 | 0 | 0 | 0 | 0 | 0 | 0 | 0 | 897.7 | 0 | 0 | 0 | 0
8087 | 895.19 | 157.09 | 418.33 | -109.52 | 1.04 | 1077.24 | 1 | 897.7 | 269.31 | 0 | 0 | 0 | 0 | 0 | 0 | 0 | 0 | 0 | 0 | 897.7 | 0 | 0 | 0 | 0
8060 | 85.5 | 0 | 0 | 0 | 1.04 | 136.8 | 1 | 85.5 | 85.5 | 0 | 0 | 0 | 0 | 0 | 0 | 0 | 0 | 0 | 0 | 114 | 0 | 0 | 0 | 0
8060 | 0 | 0 | 4.66 | -1.22 | 1.04 | 12 | 0 | 10 | 3 | 0 | 0 | 0 | 0 | 0 | 0 | 0 | 0 | 0 | 0 | 10 | 0 | 0 | 0 | 0
8060 | 0 | 0 | 163.89 | -42.91 | 1.04 | 422.04 | 0 | 351.7 | 105.51 | 0 | 0 | 0 | 0 | 0 | 0 | 0 | 0 | 0 | 0 | 351.7 | 0 | 0 | 0 | 0
8060 | 227.51 | 90.76 | 163.89 | -42.91 | 1.04 | 422.04 | 1 | 351.7 | 105.51 | 0 | 0 | 0 | 0 | 0 | 0 | 0 | 0 | 0 | 0 | 351.7 | 0 | 0 | 0 | 0
8129 | 658.16 | -38.52 | 307.56 | -80.52 | 1.03 | 792 | 1 | 660 | 198 | 0 | 0 | 0 | 0 | 0 | 0 | 0 | 0 | 0 | 0 | 660 | 0 | 0 | 0 | 0
8129 | 658.16 | -4.37 | 307.56 | -80.52 | 1.03 | 792 | 1 | 660 | 198 | 0 | 0 | 0 | 0 | 0 | 0 | 0 | 0 | 0 | 0 | 660 | 0 | 0 | 0 | 0
8129 | 658.16 | -27.45 | 307.56 | -80.52 | 1.03 | 792 | 1 | 660 | 198 | 0 | 0 | 0 | 0 | 0 | 0 | 0 | 0 | 0 | 0 | 660 | 0 | 0 | 0 | 0
8060 | 0 | 0 | 1.86 | -0.49 | 1.03 | 4.8 | 0 | 4 | 1.2 | 0 | 0 | 0 | 0 | 0 | 0 | 0 | 0 | 0 | 0 | 4 | 0 | 0 | 0 | 0
8060 | 0 | 0 | 111.51 | -29.19 | 1.03 | 287.16 | 0 | 239.3 | 71.79 | 0 | 0 | 0 | 0 | 0 | 0 | 0 | 0 | 0 | 0 | 239.3 | 0 | 0 | 0 | 0
7177 | 0 | 0 | 11.2 | -2.44 | 1 | 26.4 | 0 | 22 | 6.6 | 0 | 0 | 0 | 0 | 0 | 0 | 0 | 0 | 0 | 0 | 22 | 0 | 0 | 0 | 0
8087 | 0 | 0 | 81.36 | -21.3 | 1 | 209.52 | 0 | 174.6 | 52.38 | 0 | 0 | 0 | 0 | 0 | 0 | 0 | 0 | 0 | 0 | 174.6 | 0 | 0 | 0 | 0
8087 | 174.11 | -21.3 | 81.36 | -21.3 | 1 | 209.52 | 1 | 174.6 | 52.38 | 0 | 0 | 0 | 0 | 0 | 0 | 0 | 0 | 0 | 0 | 174.6 | 0 | 0 | 0 | 0
7177 | 0 | 0 | 53.44 | -11.65 | 1 | 126 | 0 | 105 | 31.5 | 0 | 0 | 0 | 0 | 0 | 0 | 0 | 0 | 0 | 0 | 105 | 0 | 0 | 0 | 0
7177 | 0 | 0 | 49.98 | -10.9 | 1 | 117.84 | 0 | 98.2 | 29.46 | 0 | 0 | 0 | 0 | 0 | 0 | 0 | 0 | 0 | 0 | 98.2 | 0 | 0 | 0 | 0

## Branch
fbus | tbus | r | x | b | rateA | rateB | rateC | ratio | angle | status | angmin | angmax | Pf | Qf | Pt | Qt | mu_Sf | mu_St | mu_angmin | mu_angmax
4003 | 4040 | 0.01209 | 0.07809 | 0 | 250 | 0 | 0 | 0 | 0 | 1 | 0 | 0 | -171.51 | 5.85 | 175.11 | 15.86 | 0 | 0 | 0 | 0
4088 | 4042 | 0.00312 | 0.02015 | 0 | 250 | 0 | 0 | 0 | 0 | 1 | 0 | 0 | -143.02 | 76.02 | 143.81 | -71.32 | 0 | 0 | 0 | 0
4088 | 4042 | 0.00312 | 0.02015 | 0 | 250 | 0 | 0 | 0 | 0 | 1 | 0 | 0 | -143.02 | 76.02 | 143.81 | -71.32 | 0 | 0 | 0 | 0
4103 | 4003 | 0.00838 | 0.05414 | 0 | 221 | 0 | 0 | 0 | 0 | 1 | 0 | 0 | -49.12 | 25.6 | 49.38 | -24.98 | 0 | 0 | 0 | 0
4103 | 4003 | 0.00838 | 0.05414 | 0 | 221 | 0 | 0 | 0 | 0 | 1 | 0 | 0 | -49.12 | 25.6 | 49.38 | -24.98 | 0 | 0 | 0 | 0
7039 | 7101 | 0.00285 | 0.01988 | 0 | 221 | 0 | 0 | 0 | 0 | 1 | 0 | 0 | 103.6 | -1.22 | -103.3 | 3.04 | 0 | 0 | 0 | 0
7039 | 7101 | 0.00285 | 0.01988 | 0 | 221 | 0 | 0 | 0 | 0 | 1 | 0 | 0 | 103.6 | -1.22 | -103.3 | 3.04 | 0 | 0 | 0 | 0
7039 | 7101 | 0.00285 | 0.01988 | 0 | 221 | 0 | 0 | 0 | 0 | 1 | 0 | 0 | 103.6 | -1.22 | -103.3 | 3.04 | 0 | 0 | 0 | 0
7246 | 7410 | 0.00919 | 0.06404 | 0 | 221 | 0 | 0 | 0 | 0 | 1 | 0 | 0 | -83.94 | -3.54 | 84.62 | 7.26 | 0 | 0 | 0 | 0
7246 | 7410 | 0.00919 | 0.06404 | 0 | 221 | 0 | 0 | 0 | 0 | 1 | 0 | 0 | -83.94 | -3.54 | 84.62 | 7.26 | 0 | 0 | 0 | 0
1001 | 5262 | 0 | 0.59877 | 0 | 99999 | 99999 | 99999 | 1 | 0 | 1 | -360 | 360 | 0 | 0 | 0 | 0 | 0 | 0 | 0 | 0
2001 | 5444 | 0 | 0.7066 | 0 | 99999 | 99999 | 99999 | 1 | 0 | 1 | -360 | 360 | 0 | 0 | 0 | 0 | 0 | 0 | 0 | 0
2001 | 8129 | 0 | 0.16726 | 0 | 99999 | 99999 | 99999 | 1 | 0 | 1 | -360 | 360 | 0 | 0 | 0 | 0 | 0 | 0 | 0 | 0
2001 | 5305 | 0 | 0.67974 | 0 | 99999 | 99999 | 99999 | 1 | 0 | 1 | -360 | 360 | 0 | 0 | 0 | 0 | 0 | 0 | 0 | 0
2001 | 5385 | 0 | 0.63467 | 0 | 99999 | 99999 | 99999 | 1 | 0 | 1 | -360 | 360 | 0 | 0 | 0 | 0 | 0 | 0 | 0 | 0
2001 | 5103 | 0 | 0.5894 | 0 | 99999 | 99999 | 99999 | 1 | 0 | 1 | -360 | 360 | 0 | 0 | 0 | 0 | 0 | 0 | 0 | 0
3002 | 6349 | 0 | 0.58223 | 0 | 99999 | 99999 | 99999 | 1 | 0 | 1 | -360 | 360 | 0 | 0 | 0 | 0 | 0 | 0 | 0 | 0
3002 | 6199 | 0 | 0.20524 | 0 | 99999 | 99999 | 99999 | 1 | 0 | 1 | -360 | 360 | 0 | 0 | 0 | 0 | 0 | 0 | 0 | 0
3002 | 6002 | 0 | 0.47887 | 0 | 99999 | 99999 | 99999 | 1 | 0 | 1 | -360 | 360 | 0 | 0 | 0 | 0 | 0 | 0 | 0 | 0
3006 | 5008 | 0 | 0.47903 | 0 | 99999 | 99999 | 99999 | 1 | 0 | 1 | -360 | 360 | 0 | 0 | 0 | 0 | 0 | 0 | 0 | 0
4017 | 4071 | 0 | 0.29503 | 0 | 99999 | 99999 | 99999 | 1 | 0 | 1 | -360 | 360 | 0 | 0 | 0 | 0 | 0 | 0 | 0 | 0
4017 | 4085 | 0 | 0.083674 | 0 | 99999 | 99999 | 99999 | 1 | 0 | 1 | -360 | 360 | 0 | 0 | 0 | 0 | 0 | 0 | 0 | 0
4017 | 4040 | 0 | 0.1787 | 0 | 99999 | 99999 | 99999 | 1 | 0 | 1 | -360 | 360 | 0 | 0 | 0 | 0 | 0 | 0 | 0 | 0
4017 | 4042 | 0 | 0.61751 | 0 | 99999 | 99999 | 99999 | 1 | 0 | 1 | -360 | 360 | 0 | 0 | 0 | 0 | 0 | 0 | 0 | 0
4017 | 4147 | 0 | 0.61675 | 0 | 99999 | 99999 | 99999 | 1 | 0 | 1 | -360 | 360 | 0 | 0 | 0 | 0 | 0 | 0 | 0 | 0
4040 | 4071 | 0 | 0.11986 | 0 | 99999 | 99999 | 99999 | 1 | 0 | 1 | -360 | 360 | 0 | 0 | 0 | 0 | 0 | 0 | 0 | 0
4040 | 4085 | 0 | 0.18288 | 0 | 99999 | 99999 | 99999 | 1 | 0 | 1 | -360 | 360 | 0 | 0 | 0 | 0 | 0 | 0 | 0 | 0
4040 | 4042 | 0 | 0.033112 | 0 | 99999 | 99999 | 99999 | 1 | 0 | 1 | -360 | 360 | 0 | 0 | 0 | 0 | 0 | 0 | 0 | 0
4040 | 4066 | 0 | 0.32773 | 0 | 99999 | 99999 | 99999 | 1 | 0 | 1 | -360 | 360 | 0 | 0 | 0 | 0 | 0 | 0 | 0 | 0
4040 | 4103 | 0 | 0.5453 | 0 | 99999 | 99999 | 99999 | 1 | 0 | 1 | -360 | 360 | 0 | 0 | 0 | 0 | 0 | 0 | 0 | 0
4040 | 4088 | 0 | 0.10476 | 0 | 99999 | 99999 | 99999 | 1 | 0 | 1 | -360 | 360 | 0 | 0 | 0 | 0 | 0 | 0 | 0 | 0
4040 | 4147 | 0 | 0.11213 | 0 | 99999 | 99999 | 99999 | 1 | 0 | 1 | -360 | 360 | 0 | 0 | 0 | 0 | 0 | 0 | 0 | 0
4042 | 4071 | 0 | 0.38899 | 0 | 99999 | 99999 | 99999 | 1 | 0 | 1 | -360 | 360 | 0 | 0 | 0 | 0 | 0 | 0 | 0 | 0
4042 | 4085 | 0 | 0.62337 | 0 | 99999 | 99999 | 99999 | 1 | 0 | 1 | -360 | 360 | 0 | 0 | 0 | 0 | 0 | 0 | 0 | 0
4042 | 4066 | 0 | 0.020783 | 0 | 99999 | 99999 | 99999 | 1 | 0 | 1 | -360 | 360 | 0 | 0 | 0 | 0 | 0 | 0 | 0 | 0
4042 | 4088 | 0 | 0.62419 | 0 | 99999 | 99999 | 99999 | 1 | 0 | 1 | -360 | 360 | 0 | 0 | 0 | 0 | 0 | 0 | 0 | 0
4042 | 4147 | 0 | 0.41034 | 0 | 99999 | 99999 | 99999 | 1 | 0 | 1 | -360 | 360 | 0 | 0 | 0 | 0 | 0 | 0 | 0 | 0
4066 | 4103 | 0 | 0.12705 | 0 | 99999 | 99999 | 99999 | 1 | 0 | 1 | -360 | 360 | 0 | 0 | 0 | 0 | 0 | 0 | 0 | 0
4066 | 4088 | 0 | 0.63708 | 0 | 99999 | 99999 | 99999 | 1 | 0 | 1 | -360 | 360 | 0 | 0 | 0 | 0 | 0 | 0 | 0 | 0
4071 | 4085 | 0 | 0.23148 | 0 | 99999 | 99999 | 99999 | 1 | 0 | 1 | -360 | 360 | 0 | 0 | 0 | 0 | 0 | 0 | 0 | 0
4071 | 4103 | 0 | 0.56326 | 0 | 99999 | 99999 | 99999 | 1 | 0 | 1 | -360 | 360 | 0 | 0 | 0 | 0 | 0 | 0 | 0 | 0
4085 | 4147 | 0 | 0.7822 | 0 | 99999 | 99999 | 99999 | 1 | 0 | 1 | -360 | 360 | 0 | 0 | 0 | 0 | 0 | 0 | 0 | 0
4147 | 6349 | 0 | 0.65032 | 0 | 99999 | 99999 | 99999 | 1 | 0 | 1 | -360 | 360 | 0 | 0 | 0 | 0 | 0 | 0 | 0 | 0
4147 | 6199 | 0 | 0.28327 | 0 | 99999 | 99999 | 99999 | 1 | 0 | 1 | -360 | 360 | 0 | 0 | 0 | 0 | 0 | 0 | 0 | 0
4147 | 6147 | 0 | 0.44951 | 0 | 99999 | 99999 | 99999 | 1 | 0 | 1 | -360 | 360 | 0 | 0 | 0 | 0 | 0 | 0 | 0 | 0
5003 | 5465 | 0 | 0.29511 | 0 | 99999 | 99999 | 99999 | 1 | 0 | 1 | -360 | 360 | 0 | 0 | 0 | 0 | 0 | 0 | 0 | 0
5003 | 5449 | 0 | 0.35184 | 0 | 99999 | 99999 | 99999 | 1 | 0 | 1 | -360 | 360 | 0 | 0 | 0 | 0 | 0 | 0 | 0 | 0
5003 | 5444 | 0 | 0.33468 | 0 | 99999 | 99999 | 99999 | 1 | 0 | 1 | -360 | 360 | 0 | 0 | 0 | 0 | 0 | 0 | 0 | 0
5003 | 5323 | 0 | 0.13427 | 0 | 99999 | 99999 | 99999 | 1 | 0 | 1 | -360 | 360 | 0 | 0 | 0 | 0 | 0 | 0 | 0 | 0
5003 | 8129 | 0 | 0.55072 | 0 | 99999 | 99999 | 99999 | 1 | 0 | 1 | -360 | 360 | 0 | 0 | 0 | 0 | 0 | 0 | 0 | 0
5003 | 5305 | 0 | 0.11914 | 0 | 99999 | 99999 | 99999 | 1 | 0 | 1 | -360 | 360 | 0 | 0 | 0 | 0 | 0 | 0 | 0 | 0
5003 | 5161 | 0 | 0.039723 | 0 | 99999 | 99999 | 99999 | 1 | 0 | 1 | -360 | 360 | 0 | 0 | 0 | 0 | 0 | 0 | 0 | 0
5003 | 5385 | 0 | 0.029582 | 0 | 99999 | 99999 | 99999 | 1 | 0 | 1 | -360 | 360 | 0 | 0 | 0 | 0 | 0 | 0 | 0 | 0
5003 | 5084 | 0 | 0.3062 | 0 | 99999 | 99999 | 99999 | 1 | 0 | 1 | -360 | 360 | 0 | 0 | 0 | 0 | 0 | 0 | 0 | 0
5003 | 5103 | 0 | 0.037545 | 0 | 99999 | 99999 | 99999 | 1 | 0 | 1 | -360 | 360 | 0 | 0 | 0 | 0 | 0 | 0 | 0 | 0
5003 | 5007 | 0 | 0.63174 | 0 | 99999 | 99999 | 99999 | 1 | 0 | 1 | -360 | 360 | 0 | 0 | 0 | 0 | 0 | 0 | 0 | 0
5003 | 5037 | 0 | 0.7704 | 0 | 99999 | 99999 | 99999 | 1 | 0 | 1 | -360 | 360 | 0 | 0 | 0 | 0 | 0 | 0 | 0 | 0
5004 | 5444 | 0 | 0.49234 | 0 | 99999 | 99999 | 99999 | 1 | 0 | 1 | -360 | 360 | 0 | 0 | 0 | 0 | 0 | 0 | 0 | 0
5004 | 8060 | 0 | 0.63001 | 0 | 99999 | 99999 | 99999 | 1 | 0 | 1 | -360 | 360 | 0 | 0 | 0 | 0 | 0 | 0 | 0 | 0
5004 | 5385 | 0 | 0.36737 | 0 | 99999 | 99999 | 99999 | 1 | 0 | 1 | -360 | 360 | 0 | 0 | 0 | 0 | 0 | 0 | 0 | 0
5004 | 5011 | 0 | 0.31628 | 0 | 99999 | 99999 | 99999 | 1 | 0 | 1 | -360 | 360 | 0 | 0 | 0 | 0 | 0 | 0 | 0 | 0
5005 | 5444 | 0 | 0.70326 | 0 | 99999 | 99999 | 99999 | 1 | 0 | 1 | -360 | 360 | 0 | 0 | 0 | 0 | 0 | 0 | 0 | 0
5005 | 5008 | 0 | 0.46087 | 0 | 99999 | 99999 | 99999 | 1 | 0 | 1 | -360 | 360 | 0 | 0 | 0 | 0 | 0 | 0 | 0 | 0
5005 | 5262 | 0 | 0.53078 | 0 | 99999 | 99999 | 99999 | 1 | 0 | 1 | -360 | 360 | 0 | 0 | 0 | 0 | 0 | 0 | 0 | 0
5007 | 5465 | 0 | 0.065742 | 0 | 99999 | 99999 | 99999 | 1 | 0 | 1 | -360 | 360 | 0 | 0 | 0 | 0 | 0 | 0 | 0 | 0
5007 | 5449 | 0 | 0.19891 | 0 | 99999 | 99999 | 99999 | 1 | 0 | 1 | -360 | 360 | 0 | 0 | 0 | 0 | 0 | 0 | 0 | 0
5007 | 5444 | 0 | 0.12713 | 0 | 99999 | 99999 | 99999 | 1 | 0 | 1 | -360 | 360 | 0 | 0 | 0 | 0 | 0 | 0 | 0 | 0
5007 | 5323 | 0 | 0.092886 | 0 | 99999 | 99999 | 99999 | 1 | 0 | 1 | -360 | 360 | 0 | 0 | 0 | 0 | 0 | 0 | 0 | 0
5007 | 8129 | 0 | 0.39211 | 0 | 99999 | 99999 | 99999 | 1 | 0 | 1 | -360 | 360 | 0 | 0 | 0 | 0 | 0 | 0 | 0 | 0
5007 | 5030 | 0 | 0.42078 | 0 | 99999 | 99999 | 99999 | 1 | 0 | 1 | -360 | 360 | 0 | 0 | 0 | 0 | 0 | 0 | 0 | 0
5007 | 5305 | 0 | 0.23468 | 0 | 99999 | 99999 | 99999 | 1 | 0 | 1 | -360 | 360 | 0 | 0 | 0 | 0 | 0 | 0 | 0 | 0
5007 | 5161 | 0 | 0.71266 | 0 | 99999 | 99999 | 99999 | 1 | 0 | 1 | -360 | 360 | 0 | 0 | 0 | 0 | 0 | 0 | 0 | 0
5007 | 5385 | 0 | 0.11332 | 0 | 99999 | 99999 | 99999 | 1 | 0 | 1 | -360 | 360 | 0 | 0 | 0 | 0 | 0 | 0 | 0 | 0
5007 | 5084 | 0 | 0.20924 | 0 | 99999 | 99999 | 99999 | 1 | 0 | 1 | -360 | 360 | 0 | 0 | 0 | 0 | 0 | 0 | 0 | 0
5007 | 5103 | 0 | 0.086848 | 0 | 99999 | 99999 | 99999 | 1 | 0 | 1 | -360 | 360 | 0 | 0 | 0 | 0 | 0 | 0 | 0 | 0
5007 | 5262 | 0 | 0.23602 | 0 | 99999 | 99999 | 99999 | 1 | 0 | 1 | -360 | 360 | 0 | 0 | 0 | 0 | 0 | 0 | 0 | 0
5007 | 5037 | 0 | 0.649 | 0 | 99999 | 99999 | 99999 | 1 | 0 | 1 | -360 | 360 | 0 | 0 | 0 | 0 | 0 | 0 | 0 | 0
5008 | 5444 | 0 | 0.63827 | 0 | 99999 | 99999 | 99999 | 1 | 0 | 1 | -360 | 360 | 0 | 0 | 0 | 0 | 0 | 0 | 0 | 0
5008 | 5262 | 0 | 0.45645 | 0 | 99999 | 99999 | 99999 | 1 | 0 | 1 | -360 | 360 | 0 | 0 | 0 | 0 | 0 | 0 | 0 | 0
5011 | 8001 | 0 | 0.37837 | 0 | 99999 | 99999 | 99999 | 1 | 0 | 1 | -360 | 360 | 0 | 0 | 0 | 0 | 0 | 0 | 0 | 0
5011 | 8087 | 0 | 0.27998 | 0 | 99999 | 99999 | 99999 | 1 | 0 | 1 | -360 | 360 | 0 | 0 | 0 | 0 | 0 | 0 | 0 | 0
5030 | 5465 | 0 | 0.59964 | 0 | 99999 | 99999 | 99999 | 1 | 0 | 1 | -360 | 360 | 0 | 0 | 0 | 0 | 0 | 0 | 0 | 0
5030 | 5449 | 0 | 0.40945 | 0 | 99999 | 99999 | 99999 | 1 | 0 | 1 | -360 | 360 | 0 | 0 | 0 | 0 | 0 | 0 | 0 | 0
5030 | 5444 | 0 | 0.2536 | 0 | 99999 | 99999 | 99999 | 1 | 0 | 1 | -360 | 360 | 0 | 0 | 0 | 0 | 0 | 0 | 0 | 0
5030 | 5323 | 0 | 0.2486 | 0 | 99999 | 99999 | 99999 | 1 | 0 | 1 | -360 | 360 | 0 | 0 | 0 | 0 | 0 | 0 | 0 | 0
5030 | 5385 | 0 | 0.39045 | 0 | 99999 | 99999 | 99999 | 1 | 0 | 1 | -360 | 360 | 0 | 0 | 0 | 0 | 0 | 0 | 0 | 0
5030 | 5103 | 0 | 0.56058 | 0 | 99999 | 99999 | 99999 | 1 | 0 | 1 | -360 | 360 | 0 | 0 | 0 | 0 | 0 | 0 | 0 | 0
5030 | 5262 | 0 | 0.27874 | 0 | 99999 | 99999 | 99999 | 1 | 0 | 1 | -360 | 360 | 0 | 0 | 0 | 0 | 0 | 0 | 0 | 0
5037 | 5465 | 0 | 0.37236 | 0 | 99999 | 99999 | 99999 | 1 | 0 | 1 | -360 | 360 | 0 | 0 | 0 | 0 | 0 | 0 | 0 | 0
5037 | 5449 | 0 | 0.26358 | 0 | 99999 | 99999 | 99999 | 1 | 0 | 1 | -360 | 360 | 0 | 0 | 0 | 0 | 0 | 0 | 0 | 0
5037 | 5444 | 0 | 0.092567 | 0 | 99999 | 99999 | 99999 | 1 | 0 | 1 | -360 | 360 | 0 | 0 | 0 | 0 | 0 | 0 | 0 | 0
5037 | 5323 | 0 | 0.15672 | 0 | 99999 | 99999 | 99999 | 1 | 0 | 1 | -360 | 360 | 0 | 0 | 0 | 0 | 0 | 0 | 0 | 0
5037 | 8129 | 0 | 0.51385 | 0 | 99999 | 99999 | 99999 | 1 | 0 | 1 | -360 | 360 | 0 | 0 | 0 | 0 | 0 | 0 | 0 | 0
5037 | 5305 | 0 | 0.38026 | 0 | 99999 | 99999 | 99999 | 1 | 0 | 1 | -360 | 360 | 0 | 0 | 0 | 0 | 0 | 0 | 0 | 0
5037 | 5161 | 0 | 0.68955 | 0 | 99999 | 99999 | 99999 | 1 | 0 | 1 | -360 | 360 | 0 | 0 | 0 | 0 | 0 | 0 | 0 | 0
5037 | 5385 | 0 | 0.039946 | 0 | 99999 | 99999 | 99999 | 1 | 0 | 1 | -360 | 360 | 0 | 0 | 0 | 0 | 0 | 0 | 0 | 0
5037 | 5084 | 0 | 0.54688 | 0 | 99999 | 99999 | 99999 | 1 | 0 | 1 | -360 | 360 | 0 | 0 | 0 | 0 | 0 | 0 | 0 | 0
5037 | 5103 | 0 | 0.18421 | 0 | 99999 | 99999 | 99999 | 1 | 0 | 1 | -360 | 360 | 0 | 0 | 0 | 0 | 0 | 0 | 0 | 0
5037 | 5262 | 0 | 0.5742 | 0 | 99999 | 99999 | 99999 | 1 | 0 | 1 | -360 | 360 | 0 | 0 | 0 | 0 | 0 | 0 | 0 | 0
5084 | 5465 | 0 | 0.10686 | 0 | 99999 | 99999 | 99999 | 1 | 0 | 1 | -360 | 360 | 0 | 0 | 0 | 0 | 0 | 0 | 0 | 0
5084 | 5449 | 0 | 0.22799 | 0 | 99999 | 99999 | 99999 | 1 | 0 | 1 | -360 | 360 | 0 | 0 | 0 | 0 | 0 | 0 | 0 | 0
5084 | 5444 | 0 | 0.09472 | 0 | 99999 | 99999 | 99999 | 1 | 0 | 1 | -360 | 360 | 0 | 0 | 0 | 0 | 0 | 0 | 0 | 0
5084 | 5323 | 0 | 0.11367 | 0 | 99999 | 99999 | 99999 | 1 | 0 | 1 | -360 | 360 | 0 | 0 | 0 | 0 | 0 | 0 | 0 | 0
5084 | 8129 | 0 | 0.22577 | 0 | 99999 | 99999 | 99999 | 1 | 0 | 1 | -360 | 360 | 0 | 0 | 0 | 0 | 0 | 0 | 0 | 0
5084 | 5305 | 0 | 0.053643 | 0 | 99999 | 99999 | 99999 | 1 | 0 | 1 | -360 | 360 | 0 | 0 | 0 | 0 | 0 | 0 | 0 | 0
5084 | 5161 | 0 | 0.15907 | 0 | 99999 | 99999 | 99999 | 1 | 0 | 1 | -360 | 360 | 0 | 0 | 0 | 0 | 0 | 0 | 0 | 0
5084 | 5385 | 0 | 0.090569 | 0 | 99999 | 99999 | 99999 | 1 | 0 | 1 | -360 | 360 | 0 | 0 | 0 | 0 | 0 | 0 | 0 | 0
5084 | 5103 | 0 | 0.017778 | 0 | 99999 | 99999 | 99999 | 1 | 0 | 1 | -360 | 360 | 0 | 0 | 0 | 0 | 0 | 0 | 0 | 0
5084 | 5262 | 0 | 0.50366 | 0 | 99999 | 99999 | 99999 | 1 | 0 | 1 | -360 | 360 | 0 | 0 | 0 | 0 | 0 | 0 | 0 | 0
5103 | 5465 | 0 | 0.030799 | 0 | 99999 | 99999 | 99999 | 1 | 0 | 1 | -360 | 360 | 0 | 0 | 0 | 0 | 0 | 0 | 0 | 0
5103 | 5449 | 0 | 0.099429 | 0 | 99999 | 99999 | 99999 | 1 | 0 | 1 | -360 | 360 | 0 | 0 | 0 | 0 | 0 | 0 | 0 | 0
5103 | 5444 | 0 | 0.053221 | 0 | 99999 | 99999 | 99999 | 1 | 0 | 1 | -360 | 360 | 0 | 0 | 0 | 0 | 0 | 0 | 0 | 0
5103 | 5323 | 0 | 0.036771 | 0 | 99999 | 99999 | 99999 | 1 | 0 | 1 | -360 | 360 | 0 | 0 | 0 | 0 | 0 | 0 | 0 | 0
5103 | 8129 | 0 | 0.13209 | 0 | 99999 | 99999 | 99999 | 1 | 0 | 1 | -360 | 360 | 0 | 0 | 0 | 0 | 0 | 0 | 0 | 0
5103 | 8060 | 0 | 0.59788 | 0 | 99999 | 99999 | 99999 | 1 | 0 | 1 | -360 | 360 | 0 | 0 | 0 | 0 | 0 | 0 | 0 | 0
5103 | 5305 | 0 | 0.044287 | 0 | 99999 | 99999 | 99999 | 1 | 0 | 1 | -360 | 360 | 0 | 0 | 0 | 0 | 0 | 0 | 0 | 0
5103 | 5161 | 0 | 0.088048 | 0 | 99999 | 99999 | 99999 | 1 | 0 | 1 | -360 | 360 | 0 | 0 | 0 | 0 | 0 | 0 | 0 | 0
5103 | 5385 | 0 | 0.024007 | 0 | 99999 | 99999 | 99999 | 1 | 0 | 1 | -360 | 360 | 0 | 0 | 0 | 0 | 0 | 0 | 0 | 0
5103 | 5262 | 0 | 0.22308 | 0 | 99999 | 99999 | 99999 | 1 | 0 | 1 | -360 | 360 | 0 | 0 | 0 | 0 | 0 | 0 | 0 | 0
5161 | 5465 | 0 | 0.36363 | 0 | 99999 | 99999 | 99999 | 1 | 0 | 1 | -360 | 360 | 0 | 0 | 0 | 0 | 0 | 0 | 0 | 0
5161 | 5449 | 0 | 0.25213 | 0 | 99999 | 99999 | 99999 | 1 | 0 | 1 | -360 | 360 | 0 | 0 | 0 | 0 | 0 | 0 | 0 | 0
5161 | 5444 | 0 | 0.27979 | 0 | 99999 | 99999 | 99999 | 1 | 0 | 1 | -360 | 360 | 0 | 0 | 0 | 0 | 0 | 0 | 0 | 0
5161 | 5323 | 0 | 0.08169 | 0 | 99999 | 99999 | 99999 | 1 | 0 | 1 | -360 | 360 | 0 | 0 | 0 | 0 | 0 | 0 | 0 | 0
5161 | 8129 | 0 | 0.6086 | 0 | 99999 | 99999 | 99999 | 1 | 0 | 1 | -360 | 360 | 0 | 0 | 0 | 0 | 0 | 0 | 0 | 0
5161 | 5305 | 0 | 0.066474 | 0 | 99999 | 99999 | 99999 | 1 | 0 | 1 | -360 | 360 | 0 | 0 | 0 | 0 | 0 | 0 | 0 | 0
5161 | 5385 | 0 | 0.016636 | 0 | 99999 | 99999 | 99999 | 1 | 0 | 1 | -360 | 360 | 0 | 0 | 0 | 0 | 0 | 0 | 0 | 0
5262 | 5465 | 0 | 0.28374 | 0 | 99999 | 99999 | 99999 | 1 | 0 | 1 | -360 | 360 | 0 | 0 | 0 | 0 | 0 | 0 | 0 | 0
5262 | 5449 | 0 | 0.16394 | 0 | 99999 | 99999 | 99999 | 1 | 0 | 1 | -360 | 360 | 0 | 0 | 0 | 0 | 0 | 0 | 0 | 0
5262 | 5444 | 0 | 0.038384 | 0 | 99999 | 99999 | 99999 | 1 | 0 | 1 | -360 | 360 | 0 | 0 | 0 | 0 | 0 | 0 | 0 | 0
5262 | 5323 | 0 | 0.10539 | 0 | 99999 | 99999 | 99999 | 1 | 0 | 1 | -360 | 360 | 0 | 0 | 0 | 0 | 0 | 0 | 0 | 0
5262 | 8129 | 0 | 0.70067 | 0 | 99999 | 99999 | 99999 | 1 | 0 | 1 | -360 | 360 | 0 | 0 | 0 | 0 | 0 | 0 | 0 | 0
5262 | 8070 | 0 | 0.29345 | 0 | 99999 | 99999 | 99999 | 1 | 0 | 1 | -360 | 360 | 0 | 0 | 0 | 0 | 0 | 0 | 0 | 0
5262 | 8060 | 0 | 0.58609 | 0 | 99999 | 99999 | 99999 | 1 | 0 | 1 | -360 | 360 | 0 | 0 | 0 | 0 | 0 | 0 | 0 | 0
5262 | 5305 | 0 | 0.40838 | 0 | 99999 | 99999 | 99999 | 1 | 0 | 1 | -360 | 360 | 0 | 0 | 0 | 0 | 0 | 0 | 0 | 0
5262 | 5385 | 0 | 0.11541 | 0 | 99999 | 99999 | 99999 | 1 | 0 | 1 | -360 | 360 | 0 | 0 | 0 | 0 | 0 | 0 | 0 | 0
5262 | 6349 | 0 | 0.30996 | 0 | 99999 | 99999 | 99999 | 1 | 0 | 1 | -360 | 360 | 0 | 0 | 0 | 0 | 0 | 0 | 0 | 0
5262 | 8087 | 0 | 0.56471 | 0 | 99999 | 99999 | 99999 | 1 | 0 | 1 | -360 | 360 | 0 | 0 | 0 | 0 | 0 | 0 | 0 | 0
5305 | 5465 | 0 | 0.12508 | 0 | 99999 | 99999 | 99999 | 1 | 0 | 1 | -360 | 360 | 0 | 0 | 0 | 0 | 0 | 0 | 0 | 0
5305 | 5449 | 0 | 0.19348 | 0 | 99999 | 99999 | 99999 | 1 | 0 | 1 | -360 | 360 | 0 | 0 | 0 | 0 | 0 | 0 | 0 | 0
5305 | 5444 | 0 | 0.078788 | 0 | 99999 | 99999 | 99999 | 1 | 0 | 1 | -360 | 360 | 0 | 0 | 0 | 0 | 0 | 0 | 0 | 0
5305 | 5323 | 0 | 0.10297 | 0 | 99999 | 99999 | 99999 | 1 | 0 | 1 | -360 | 360 | 0 | 0 | 0 | 0 | 0 | 0 | 0 | 0
5305 | 8129 | 0 | 0.14178 | 0 | 99999 | 99999 | 99999 | 1 | 0 | 1 | -360 | 360 | 0 | 0 | 0 | 0 | 0 | 0 | 0 | 0
5305 | 5385 | 0 | 0.062427 | 0 | 99999 | 99999 | 99999 | 1 | 0 | 1 | -360 | 360 | 0 | 0 | 0 | 0 | 0 | 0 | 0 | 0
5323 | 5465 | 0 | 0.062503 | 0 | 99999 | 99999 | 99999 | 1 | 0 | 1 | -360 | 360 | 0 | 0 | 0 | 0 | 0 | 0 | 0 | 0
5323 | 5449 | 0 | 0.013765 | 0 | 99999 | 99999 | 99999 | 1 | 0 | 1 | -360 | 360 | 0 | 0 | 0 | 0 | 0 | 0 | 0 | 0
5323 | 5444 | 0 | 0.042064 | 0 | 99999 | 99999 | 99999 | 1 | 0 | 1 | -360 | 360 | 0 | 0 | 0 | 0 | 0 | 0 | 0 | 0
5323 | 8129 | 0 | 0.20291 | 0 | 99999 | 99999 | 99999 | 1 | 0 | 1 | -360 | 360 | 0 | 0 | 0 | 0 | 0 | 0 | 0 | 0
5323 | 8070 | 0 | 0.57981 | 0 | 99999 | 99999 | 99999 | 1 | 0 | 1 | -360 | 360 | 0 | 0 | 0 | 0 | 0 | 0 | 0 | 0
5323 | 8060 | 0 | 0.47853 | 0 | 99999 | 99999 | 99999 | 1 | 0 | 1 | -360 | 360 | 0 | 0 | 0 | 0 | 0 | 0 | 0 | 0
5323 | 5385 | 0 | 0.018966 | 0 | 99999 | 99999 | 99999 | 1 | 0 | 1 | -360 | 360 | 0 | 0 | 0 | 0 | 0 | 0 | 0 | 0
5385 | 5465 | 0 | 0.065713 | 0 | 99999 | 99999 | 99999 | 1 | 0 | 1 | -360 | 360 | 0 | 0 | 0 | 0 | 0 | 0 | 0 | 0
5385 | 5449 | 0 | 0.040241 | 0 | 99999 | 99999 | 99999 | 1 | 0 | 1 | -360 | 360 | 0 | 0 | 0 | 0 | 0 | 0 | 0 | 0
5385 | 5444 | 0 | 0.023203 | 0 | 99999 | 99999 | 99999 | 1 | 0 | 1 | -360 | 360 | 0 | 0 | 0 | 0 | 0 | 0 | 0 | 0
5385 | 8129 | 0 | 0.11565 | 0 | 99999 | 99999 | 99999 | 1 | 0 | 1 | -360 | 360 | 0 | 0 | 0 | 0 | 0 | 0 | 0 | 0
5385 | 8070 | 0 | 0.24707 | 0 | 99999 | 99999 | 99999 | 1 | 0 | 1 | -360 | 360 | 0 | 0 | 0 | 0 | 0 | 0 | 0 | 0
5385 | 8060 | 0 | 0.13979 | 0 | 99999 | 99999 | 99999 | 1 | 0 | 1 | -360 | 360 | 0 | 0 | 0 | 0 | 0 | 0 | 0 | 0
5385 | 6349 | 0 | 0.48561 | 0 | 99999 | 99999 | 99999 | 1 | 0 | 1 | -360 | 360 | 0 | 0 | 0 | 0 | 0 | 0 | 0 | 0
5385 | 8087 | 0 | 0.32385 | 0 | 99999 | 99999 | 99999 | 1 | 0 | 1 | -360 | 360 | 0 | 0 | 0 | 0 | 0 | 0 | 0 | 0
5444 | 5465 | 0 | 0.08822 | 0 | 99999 | 99999 | 99999 | 1 | 0 | 1 | -360 | 360 | 0 | 0 | 0 | 0 | 0 | 0 | 0 | 0
5444 | 5449 | 0 | 0.064977 | 0 | 99999 | 99999 | 99999 | 1 | 0 | 1 | -360 | 360 | 0 | 0 | 0 | 0 | 0 | 0 | 0 | 0
5444 | 8129 | 0 | 0.14387 | 0 | 99999 | 99999 | 99999 | 1 | 0 | 1 | -360 | 360 | 0 | 0 | 0 | 0 | 0 | 0 | 0 | 0
5444 | 8070 | 0 | 0.15995 | 0 | 99999 | 99999 | 99999 | 1 | 0 | 1 | -360 | 360 | 0 | 0 | 0 | 0 | 0 | 0 | 0 | 0
5444 | 8060 | 0 | 0.10373 | 0 | 99999 | 99999 | 99999 | 1 | 0 | 1 | -360 | 360 | 0 | 0 | 0 | 0 | 0 | 0 | 0 | 0
5444 | 6349 | 0 | 0.28024 | 0 | 99999 | 99999 | 99999 | 1 | 0 | 1 | -360 | 360 | 0 | 0 | 0 | 0 | 0 | 0 | 0 | 0
5444 | 8087 | 0 | 0.21824 | 0 | 99999 | 99999 | 99999 | 1 | 0 | 1 | -360 | 360 | 0 | 0 | 0 | 0 | 0 | 0 | 0 | 0
5449 | 5465 | 0 | 0.16034 | 0 | 99999 | 99999 | 99999 | 1 | 0 | 1 | -360 | 360 | 0 | 0 | 0 | 0 | 0 | 0 | 0 | 0
5449 | 8129 | 0 | 0.31144 | 0 | 99999 | 99999 | 99999 | 1 | 0 | 1 | -360 | 360 | 0 | 0 | 0 | 0 | 0 | 0 | 0 | 0
5465 | 8129 | 0 | 0.22069 | 0 | 99999 | 99999 | 99999 | 1 | 0 | 1 | -360 | 360 | 0 | 0 | 0 | 0 | 0 | 0 | 0 | 0
6001 | 6349 | 0 | 0.17259 | 0 | 99999 | 99999 | 99999 | 1 | 0 | 1 | -360 | 360 | 0 | 0 | 0 | 0 | 0 | 0 | 0 | 0
6001 | 6199 | 0 | 0.056523 | 0 | 99999 | 99999 | 99999 | 1 | 0 | 1 | -360 | 360 | 0 | 0 | 0 | 0 | 0 | 0 | 0 | 0
6001 | 6002 | 0 | 0.21772 | 0 | 99999 | 99999 | 99999 | 1 | 0 | 1 | -360 | 360 | 0 | 0 | 0 | 0 | 0 | 0 | 0 | 0
6001 | 6230 | 0 | 0.31658 | 0 | 99999 | 99999 | 99999 | 1 | 0 | 1 | -360 | 360 | 0 | 0 | 0 | 0 | 0 | 0 | 0 | 0
6001 | 6147 | 0 | 0.19354 | 0 | 99999 | 99999 | 99999 | 1 | 0 | 1 | -360 | 360 | 0 | 0 | 0 | 0 | 0 | 0 | 0 | 0
6002 | 6349 | 0 | 0.16984 | 0 | 99999 | 99999 | 99999 | 1 | 0 | 1 | -360 | 360 | 0 | 0 | 0 | 0 | 0 | 0 | 0 | 0
6002 | 6199 | 0 | 0.031618 | 0 | 99999 | 99999 | 99999 | 1 | 0 | 1 | -360 | 360 | 0 | 0 | 0 | 0 | 0 | 0 | 0 | 0
6002 | 6230 | 0 | 0.39944 | 0 | 99999 | 99999 | 99999 | 1 | 0 | 1 | -360 | 360 | 0 | 0 | 0 | 0 | 0 | 0 | 0 | 0
6002 | 6147 | 0 | 0.24265 | 0 | 99999 | 99999 | 99999 | 1 | 0 | 1 | -360 | 360 | 0 | 0 | 0 | 0 | 0 | 0 | 0 | 0
6005 | 6349 | 0 | 0.11382 | 0 | 99999 | 99999 | 99999 | 1 | 0 | 1 | -360 | 360 | 0 | 0 | 0 | 0 | 0 | 0 | 0 | 0
6005 | 6120 | 0 | 0.75052 | 0 | 99999 | 99999 | 99999 | 1 | 0 | 1 | -360 | 360 | 0 | 0 | 0 | 0 | 0 | 0 | 0 | 0
6005 | 6035 | 0 | 0.27091 | 0 | 99999 | 99999 | 99999 | 1 | 0 | 1 | -360 | 360 | 0 | 0 | 0 | 0 | 0 | 0 | 0 | 0
6005 | 6018 | 0 | 0.38779 | 0 | 99999 | 99999 | 99999 | 1 | 0 | 1 | -360 | 360 | 0 | 0 | 0 | 0 | 0 | 0 | 0 | 0
6005 | 8087 | 0 | 0.60367 | 0 | 99999 | 99999 | 99999 | 1 | 0 | 1 | -360 | 360 | 0 | 0 | 0 | 0 | 0 | 0 | 0 | 0
6014 | 6349 | 0 | 0.34459 | 0 | 99999 | 99999 | 99999 | 1 | 0 | 1 | -360 | 360 | 0 | 0 | 0 | 0 | 0 | 0 | 0 | 0
6014 | 6230 | 0 | 0.5487 | 0 | 99999 | 99999 | 99999 | 1 | 0 | 1 | -360 | 360 | 0 | 0 | 0 | 0 | 0 | 0 | 0 | 0
6014 | 6018 | 0 | 0.67353 | 0 | 99999 | 99999 | 99999 | 1 | 0 | 1 | -360 | 360 | 0 | 0 | 0 | 0 | 0 | 0 | 0 | 0
6018 | 6349 | 0 | 0.035299 | 0 | 99999 | 99999 | 99999 | 1 | 0 | 1 | -360 | 360 | 0 | 0 | 0 | 0 | 0 | 0 | 0 | 0
6018 | 6199 | 0 | 0.6623 | 0 | 99999 | 99999 | 99999 | 1 | 0 | 1 | -360 | 360 | 0 | 0 | 0 | 0 | 0 | 0 | 0 | 0
6018 | 6120 | 0 | 0.13518 | 0 | 99999 | 99999 | 99999 | 1 | 0 | 1 | -360 | 360 | 0 | 0 | 0 | 0 | 0 | 0 | 0 | 0
6018 | 6035 | 0 | 0.036296 | 0 | 99999 | 99999 | 99999 | 1 | 0 | 1 | -360 | 360 | 0 | 0 | 0 | 0 | 0 | 0 | 0 | 0
6018 | 6230 | 0 | 0.10836 | 0 | 99999 | 99999 | 99999 | 1 | 0 | 1 | -360 | 360 | 0 | 0 | 0 | 0 | 0 | 0 | 0 | 0
6018 | 8087 | 0 | 0.708 | 0 | 99999 | 99999 | 99999 | 1 | 0 | 1 | -360 | 360 | 0 | 0 | 0 | 0 | 0 | 0 | 0 | 0
6035 | 6349 | 0 | 0.02522 | 0 | 99999 | 99999 | 99999 | 1 | 0 | 1 | -360 | 360 | 0 | 0 | 0 | 0 | 0 | 0 | 0 | 0
6035 | 6199 | 0 | 0.66573 | 0 | 99999 | 99999 | 99999 | 1 | 0 | 1 | -360 | 360 | 0 | 0 | 0 | 0 | 0 | 0 | 0 | 0
6035 | 6120 | 0 | 0.040162 | 0 | 99999 | 99999 | 99999 | 1 | 0 | 1 | -360 | 360 | 0 | 0 | 0 | 0 | 0 | 0 | 0 | 0
6035 | 6230 | 0 | 0.14698 | 0 | 99999 | 99999 | 99999 | 1 | 0 | 1 | -360 | 360 | 0 | 0 | 0 | 0 | 0 | 0 | 0 | 0
6035 | 6214 | 0 | 0.75162 | 0 | 99999 | 99999 | 99999 | 1 | 0 | 1 | -360 | 360 | 0 | 0 | 0 | 0 | 0 | 0 | 0 | 0
6035 | 8087 | 0 | 0.18686 | 0 | 99999 | 99999 | 99999 | 1 | 0 | 1 | -360 | 360 | 0 | 0 | 0 | 0 | 0 | 0 | 0 | 0
6120 | 6349 | 0 | 0.025185 | 0 | 99999 | 99999 | 99999 | 1 | 0 | 1 | -360 | 360 | 0 | 0 | 0 | 0 | 0 | 0 | 0 | 0
6120 | 6230 | 0 | 0.37427 | 0 | 99999 | 99999 | 99999 | 1 | 0 | 1 | -360 | 360 | 0 | 0 | 0 | 0 | 0 | 0 | 0 | 0
6120 | 8087 | 0 | 0.50995 | 0 | 99999 | 99999 | 99999 | 1 | 0 | 1 | -360 | 360 | 0 | 0 | 0 | 0 | 0 | 0 | 0 | 0
6147 | 6349 | 0 | 0.13438 | 0 | 99999 | 99999 | 99999 | 1 | 0 | 1 | -360 | 360 | 0 | 0 | 0 | 0 | 0 | 0 | 0 | 0
6147 | 6199 | 0 | 0.063767 | 0 | 99999 | 99999 | 99999 | 1 | 0 | 1 | -360 | 360 | 0 | 0 | 0 | 0 | 0 | 0 | 0 | 0
6147 | 6230 | 0 | 0.28072 | 0 | 99999 | 99999 | 99999 | 1 | 0 | 1 | -360 | 360 | 0 | 0 | 0 | 0 | 0 | 0 | 0 | 0
6199 | 7001 | 0 | 0.56062 | 0 | 99999 | 99999 | 99999 | 1 | 0 | 1 | -360 | 360 | 0 | 0 | 0 | 0 | 0 | 0 | 0 | 0
6199 | 7098 | 0 | 0.55601 | 0 | 99999 | 99999 | 99999 | 1 | 0 | 1 | -360 | 360 | 0 | 0 | 0 | 0 | 0 | 0 | 0 | 0
6199 | 6349 | 0 | 0.056217 | 0 | 99999 | 99999 | 99999 | 1 | 0 | 1 | -360 | 360 | 0 | 0 | 0 | 0 | 0 | 0 | 0 | 0
6199 | 6230 | 0 | 0.13424 | 0 | 99999 | 99999 | 99999 | 1 | 0 | 1 | -360 | 360 | 0 | 0 | 0 | 0 | 0 | 0 | 0 | 0
6199 | 6214 | 0 | 0.52761 | 0 | 99999 | 99999 | 99999 | 1 | 0 | 1 | -360 | 360 | 0 | 0 | 0 | 0 | 0 | 0 | 0 | 0
6214 | 6349 | 0 | 0.061605 | 0 | 99999 | 99999 | 99999 | 1 | 0 | 1 | -360 | 360 | 0 | 0 | 0 | 0 | 0 | 0 | 0 | 0
6230 | 6349 | 0 | 0.05526 | 0 | 99999 | 99999 | 99999 | 1 | 0 | 1 | -360 | 360 | 0 | 0 | 0 | 0 | 0 | 0 | 0 | 0
6349 | 8070 | 0 | 0.42758 | 0 | 99999 | 99999 | 99999 | 1 | 0 | 1 | -360 | 360 | 0 | 0 | 0 | 0 | 0 | 0 | 0 | 0
6349 | 7098 | 0 | 0.77419 | 0 | 99999 | 99999 | 99999 | 1 | 0 | 1 | -360 | 360 | 0 | 0 | 0 | 0 | 0 | 0 | 0 | 0
6349 | 8060 | 0 | 0.63884 | 0 | 99999 | 99999 | 99999 | 1 | 0 | 1 | -360 | 360 | 0 | 0 | 0 | 0 | 0 | 0 | 0 | 0
6349 | 8087 | 0 | 0.10129 | 0 | 99999 | 99999 | 99999 | 1 | 0 | 1 | -360 | 360 | 0 | 0 | 0 | 0 | 0 | 0 | 0 | 0
7001 | 7098 | 0 | 0.5884 | 0 | 99999 | 99999 | 99999 | 1 | 0 | 1 | -360 | 360 | 0 | 0 | 0 | 0 | 0 | 0 | 0 | 0
7004 | 7101 | 0 | 0.62616 | 0 | 99999 | 99999 | 99999 | 1 | 0 | 1 | -360 | 360 | 0 | 0 | 0 | 0 | 0 | 0 | 0 | 0
7004 | 7177 | 0 | 0.10149 | 0 | 99999 | 99999 | 99999 | 1 | 0 | 1 | -360 | 360 | 0 | 0 | 0 | 0 | 0 | 0 | 0 | 0
7004 | 7091 | 0 | 0.081701 | 0 | 99999 | 99999 | 99999 | 1 | 0 | 1 | -360 | 360 | 0 | 0 | 0 | 0 | 0 | 0 | 0 | 0
7004 | 7170 | 0 | 0.15862 | 0 | 99999 | 99999 | 99999 | 1 | 0 | 1 | -360 | 360 | 0 | 0 | 0 | 0 | 0 | 0 | 0 | 0
7004 | 7330 | 0 | 0.063985 | 0 | 99999 | 99999 | 99999 | 1 | 0 | 1 | -360 | 360 | 0 | 0 | 0 | 0 | 0 | 0 | 0 | 0
7004 | 7410 | 0 | 0.22944 | 0 | 99999 | 99999 | 99999 | 1 | 0 | 1 | -360 | 360 | 0 | 0 | 0 | 0 | 0 | 0 | 0 | 0
7004 | 7074 | 0 | 0.2578 | 0 | 99999 | 99999 | 99999 | 1 | 0 | 1 | -360 | 360 | 0 | 0 | 0 | 0 | 0 | 0 | 0 | 0
7004 | 7039 | 0 | 0.30225 | 0 | 99999 | 99999 | 99999 | 1 | 0 | 1 | -360 | 360 | 0 | 0 | 0 | 0 | 0 | 0 | 0 | 0
7004 | 7127 | 0 | 0.05345 | 0 | 99999 | 99999 | 99999 | 1 | 0 | 1 | -360 | 360 | 0 | 0 | 0 | 0 | 0 | 0 | 0 | 0
7004 | 7248 | 0 | 0.14472 | 0 | 99999 | 99999 | 99999 | 1 | 0 | 1 | -360 | 360 | 0 | 0 | 0 | 0 | 0 | 0 | 0 | 0
7004 | 7246 | 0 | 0.4599 | 0 | 99999 | 99999 | 99999 | 1 | 0 | 1 | -360 | 360 | 0 | 0 | 0 | 0 | 0 | 0 | 0 | 0
7004 | 7201 | 0 | 0.22043 | 0 | 99999 | 99999 | 99999 | 1 | 0 | 1 | -360 | 360 | 0 | 0 | 0 | 0 | 0 | 0 | 0 | 0
7004 | 7049 | 0 | 0.24898 | 0 | 99999 | 99999 | 99999 | 1 | 0 | 1 | -360 | 360 | 0 | 0 | 0 | 0 | 0 | 0 | 0 | 0
7004 | 7229 | 0 | 0.11358 | 0 | 99999 | 99999 | 99999 | 1 | 0 | 1 | -360 | 360 | 0 | 0 | 0 | 0 | 0 | 0 | 0 | 0
7004 | 7084 | 0 | 0.084249 | 0 | 99999 | 99999 | 99999 | 1 | 0 | 1 | -360 | 360 | 0 | 0 | 0 | 0 | 0 | 0 | 0 | 0
7004 | 7353 | 0 | 0.16841 | 0 | 99999 | 99999 | 99999 | 1 | 0 | 1 | -360 | 360 | 0 | 0 | 0 | 0 | 0 | 0 | 0 | 0
7004 | 7208 | 0 | 0.065153 | 0 | 99999 | 99999 | 99999 | 1 | 0 | 1 | -360 | 360 | 0 | 0 | 0 | 0 | 0 | 0 | 0 | 0
7010 | 7127 | 0 | 0.76285 | 0 | 99999 | 99999 | 99999 | 1 | 0 | 1 | -360 | 360 | 0 | 0 | 0 | 0 | 0 | 0 | 0 | 0
7010 | 7246 | 0 | 0.21361 | 0 | 99999 | 99999 | 99999 | 1 | 0 | 1 | -360 | 360 | 0 | 0 | 0 | 0 | 0 | 0 | 0 | 0
7010 | 7049 | 0 | 0.22033 | 0 | 99999 | 99999 | 99999 | 1 | 0 | 1 | -360 | 360 | 0 | 0 | 0 | 0 | 0 | 0 | 0 | 0
7012 | 7069 | 0 | 0.59405 | 0 | 99999 | 99999 | 99999 | 1 | 0 | 1 | -360 | 360 | 0 | 0 | 0 | 0 | 0 | 0 | 0 | 0
7012 | 7410 | 0 | 0.54227 | 0 | 99999 | 99999 | 99999 | 1 | 0 | 1 | -360 | 360 | 0 | 0 | 0 | 0 | 0 | 0 | 0 | 0
7012 | 7039 | 0 | 0.66103 | 0 | 99999 | 99999 | 99999 | 1 | 0 | 1 | -360 | 360 | 0 | 0 | 0 | 0 | 0 | 0 | 0 | 0
7012 | 7127 | 0 | 0.30705 | 0 | 99999 | 99999 | 99999 | 1 | 0 | 1 | -360 | 360 | 0 | 0 | 0 | 0 | 0 | 0 | 0 | 0
7012 | 7049 | 0 | 0.24721 | 0 | 99999 | 99999 | 99999 | 1 | 0 | 1 | -360 | 360 | 0 | 0 | 0 | 0 | 0 | 0 | 0 | 0
7012 | 7229 | 0 | 0.60783 | 0 | 99999 | 99999 | 99999 | 1 | 0 | 1 | -360 | 360 | 0 | 0 | 0 | 0 | 0 | 0 | 0 | 0
7039 | 7177 | 0 | 0.38574 | 0 | 99999 | 99999 | 99999 | 1 | 0 | 1 | -360 | 360 | 0 | 0 | 0 | 0 | 0 | 0 | 0 | 0
7039 | 7170 | 0 | 0.45856 | 0 | 99999 | 99999 | 99999 | 1 | 0 | 1 | -360 | 360 | 0 | 0 | 0 | 0 | 0 | 0 | 0 | 0
7039 | 7069 | 0 | 0.41002 | 0 | 99999 | 99999 | 99999 | 1 | 0 | 1 | -360 | 360 | 0 | 0 | 0 | 0 | 0 | 0 | 0 | 0
7039 | 7330 | 0 | 0.54164 | 0 | 99999 | 99999 | 99999 | 1 | 0 | 1 | -360 | 360 | 0 | 0 | 0 | 0 | 0 | 0 | 0 | 0
7039 | 7410 | 0 | 0.13204 | 0 | 99999 | 99999 | 99999 | 1 | 0 | 1 | -360 | 360 | 0 | 0 | 0 | 0 | 0 | 0 | 0 | 0
7039 | 7127 | 0 | 0.048246 | 0 | 99999 | 99999 | 99999 | 1 | 0 | 1 | -360 | 360 | 0 | 0 | 0 | 0 | 0 | 0 | 0 | 0
7039 | 7201 | 0 | 0.55814 | 0 | 99999 | 99999 | 99999 | 1 | 0 | 1 | -360 | 360 | 0 | 0 | 0 | 0 | 0 | 0 | 0 | 0
7039 | 7049 | 0 | 0.29347 | 0 | 99999 | 99999 | 99999 | 1 | 0 | 1 | -360 | 360 | 0 | 0 | 0 | 0 | 0 | 0 | 0 | 0
7039 | 7229 | 0 | 0.16406 | 0 | 99999 | 99999 | 99999 | 1 | 0 | 1 | -360 | 360 | 0 | 0 | 0 | 0 | 0 | 0 | 0 | 0
7039 | 7084 | 0 | 0.6544 | 0 | 99999 | 99999 | 99999 | 1 | 0 | 1 | -360 | 360 | 0 | 0 | 0 | 0 | 0 | 0 | 0 | 0
7039 | 7353 | 0 | 0.31587 | 0 | 99999 | 99999 | 99999 | 1 | 0 | 1 | -360 | 360 | 0 | 0 | 0 | 0 | 0 | 0 | 0 | 0
7039 | 7208 | 0 | 0.43982 | 0 | 99999 | 99999 | 99999 | 1 | 0 | 1 | -360 | 360 | 0 | 0 | 0 | 0 | 0 | 0 | 0 | 0
7049 | 7177 | 0 | 0.24936 | 0 | 99999 | 99999 | 99999 | 1 | 0 | 1 | -360 | 360 | 0 | 0 | 0 | 0 | 0 | 0 | 0 | 0
7049 | 7170 | 0 | 0.27987 | 0 | 99999 | 99999 | 99999 | 1 | 0 | 1 | -360 | 360 | 0 | 0 | 0 | 0 | 0 | 0 | 0 | 0
7049 | 7330 | 0 | 0.26438 | 0 | 99999 | 99999 | 99999 | 1 | 0 | 1 | -360 | 360 | 0 | 0 | 0 | 0 | 0 | 0 | 0 | 0
7049 | 7410 | 0 | 0.13841 | 0 | 99999 | 99999 | 99999 | 1 | 0 | 1 | -360 | 360 | 0 | 0 | 0 | 0 | 0 | 0 | 0 | 0
7049 | 7127 | 0 | 0.1183 | 0 | 99999 | 99999 | 99999 | 1 | 0 | 1 | -360 | 360 | 0 | 0 | 0 | 0 | 0 | 0 | 0 | 0
7049 | 7248 | 0 | 0.35721 | 0 | 99999 | 99999 | 99999 | 1 | 0 | 1 | -360 | 360 | 0 | 0 | 0 | 0 | 0 | 0 | 0 | 0
7049 | 7246 | 0 | 0.27866 | 0 | 99999 | 99999 | 99999 | 1 | 0 | 1 | -360 | 360 | 0 | 0 | 0 | 0 | 0 | 0 | 0 | 0
7049 | 7201 | 0 | 0.35693 | 0 | 99999 | 99999 | 99999 | 1 | 0 | 1 | -360 | 360 | 0 | 0 | 0 | 0 | 0 | 0 | 0 | 0
7049 | 7229 | 0 | 0.049891 | 0 | 99999 | 99999 | 99999 | 1 | 0 | 1 | -360 | 360 | 0 | 0 | 0 | 0 | 0 | 0 | 0 | 0
7049 | 7084 | 0 | 0.70975 | 0 | 99999 | 99999 | 99999 | 1 | 0 | 1 | -360 | 360 | 0 | 0 | 0 | 0 | 0 | 0 | 0 | 0
7049 | 7353 | 0 | 0.50263 | 0 | 99999 | 99999 | 99999 | 1 | 0 | 1 | -360 | 360 | 0 | 0 | 0 | 0 | 0 | 0 | 0 | 0
7049 | 7208 | 0 | 0.37808 | 0 | 99999 | 99999 | 99999 | 1 | 0 | 1 | -360 | 360 | 0 | 0 | 0 | 0 | 0 | 0 | 0 | 0
7069 | 7127 | 0 | 0.32225 | 0 | 99999 | 99999 | 99999 | 1 | 0 | 1 | -360 | 360 | 0 | 0 | 0 | 0 | 0 | 0 | 0 | 0
7074 | 7127 | 0 | 0.39659 | 0 | 99999 | 99999 | 99999 | 1 | 0 | 1 | -360 | 360 | 0 | 0 | 0 | 0 | 0 | 0 | 0 | 0
7074 | 7084 | 0 | 0.13086 | 0 | 99999 | 99999 | 99999 | 1 | 0 | 1 | -360 | 360 | 0 | 0 | 0 | 0 | 0 | 0 | 0 | 0
7074 | 7208 | 0 | 0.33175 | 0 | 99999 | 99999 | 99999 | 1 | 0 | 1 | -360 | 360 | 0 | 0 | 0 | 0 | 0 | 0 | 0 | 0
7084 | 7177 | 0 | 0.37921 | 0 | 99999 | 99999 | 99999 | 1 | 0 | 1 | -360 | 360 | 0 | 0 | 0 | 0 | 0 | 0 | 0 | 0
7084 | 7091 | 0 | 0.20283 | 0 | 99999 | 99999 | 99999 | 1 | 0 | 1 | -360 | 360 | 0 | 0 | 0 | 0 | 0 | 0 | 0 | 0
7084 | 7170 | 0 | 0.44477 | 0 | 99999 | 99999 | 99999 | 1 | 0 | 1 | -360 | 360 | 0 | 0 | 0 | 0 | 0 | 0 | 0 | 0
7084 | 7330 | 0 | 0.33783 | 0 | 99999 | 99999 | 99999 | 1 | 0 | 1 | -360 | 360 | 0 | 0 | 0 | 0 | 0 | 0 | 0 | 0
7084 | 7410 | 0 | 0.64645 | 0 | 99999 | 99999 | 99999 | 1 | 0 | 1 | -360 | 360 | 0 | 0 | 0 | 0 | 0 | 0 | 0 | 0
7084 | 7127 | 0 | 0.13237 | 0 | 99999 | 99999 | 99999 | 1 | 0 | 1 | -360 | 360 | 0 | 0 | 0 | 0 | 0 | 0 | 0 | 0
7084 | 7201 | 0 | 0.69191 | 0 | 99999 | 99999 | 99999 | 1 | 0 | 1 | -360 | 360 | 0 | 0 | 0 | 0 | 0 | 0 | 0 | 0
7084 | 7229 | 0 | 0.33384 | 0 | 99999 | 99999 | 99999 | 1 | 0 | 1 | -360 | 360 | 0 | 0 | 0 | 0 | 0 | 0 | 0 | 0
7084 | 7353 | 0 | 0.37613 | 0 | 99999 | 99999 | 99999 | 1 | 0 | 1 | -360 | 360 | 0 | 0 | 0 | 0 | 0 | 0 | 0 | 0
7084 | 7208 | 0 | 0.15858 | 0 | 99999 | 99999 | 99999 | 1 | 0 | 1 | -360 | 360 | 0 | 0 | 0 | 0 | 0 | 0 | 0 | 0
7091 | 7101 | 0 | 0.61689 | 0 | 99999 | 99999 | 99999 | 1 | 0 | 1 | -360 | 360 | 0 | 0 | 0 | 0 | 0 | 0 | 0 | 0
7091 | 7177 | 0 | 0.44492 | 0 | 99999 | 99999 | 99999 | 1 | 0 | 1 | -360 | 360 | 0 | 0 | 0 | 0 | 0 | 0 | 0 | 0
7091 | 7330 | 0 | 0.1216 | 0 | 99999 | 99999 | 99999 | 1 | 0 | 1 | -360 | 360 | 0 | 0 | 0 | 0 | 0 | 0 | 0 | 0
7091 | 7410 | 0 | 0.70056 | 0 | 99999 | 99999 | 99999 | 1 | 0 | 1 | -360 | 360 | 0 | 0 | 0 | 0 | 0 | 0 | 0 | 0
7091 | 7127 | 0 | 0.0852 | 0 | 99999 | 99999 | 99999 | 1 | 0 | 1 | -360 | 360 | 0 | 0 | 0 | 0 | 0 | 0 | 0 | 0
7091 | 7248 | 0 | 0.21006 | 0 | 99999 | 99999 | 99999 | 1 | 0 | 1 | -360 | 360 | 0 | 0 | 0 | 0 | 0 | 0 | 0 | 0
7091 | 7229 | 0 | 0.44298 | 0 | 99999 | 99999 | 99999 | 1 | 0 | 1 | -360 | 360 | 0 | 0 | 0 | 0 | 0 | 0 | 0 | 0
7091 | 7353 | 0 | 0.72539 | 0 | 99999 | 99999 | 99999 | 1 | 0 | 1 | -360 | 360 | 0 | 0 | 0 | 0 | 0 | 0 | 0 | 0
7091 | 7208 | 0 | 0.41922 | 0 | 99999 | 99999 | 99999 | 1 | 0 | 1 | -360 | 360 | 0 | 0 | 0 | 0 | 0 | 0 | 0 | 0
7098 | 7127 | 0 | 0.38798 | 0 | 99999 | 99999 | 99999 | 1 | 0 | 1 | -360 | 360 | 0 | 0 | 0 | 0 | 0 | 0 | 0 | 0
7101 | 7330 | 0 | 0.20938 | 0 | 99999 | 99999 | 99999 | 1 | 0 | 1 | -360 | 360 | 0 | 0 | 0 | 0 | 0 | 0 | 0 | 0
7101 | 7127 | 0 | 0.12268 | 0 | 99999 | 99999 | 99999 | 1 | 0 | 1 | -360 | 360 | 0 | 0 | 0 | 0 | 0 | 0 | 0 | 0
7101 | 7248 | 0 | 0.070279 | 0 | 99999 | 99999 | 99999 | 1 | 0 | 1 | -360 | 360 | 0 | 0 | 0 | 0 | 0 | 0 | 0 | 0
7101 | 7229 | 0 | 0.343 | 0 | 99999 | 99999 | 99999 | 1 | 0 | 1 | -360 | 360 | 0 | 0 | 0 | 0 | 0 | 0 | 0 | 0
7127 | 7177 | 0 | 0.11049 | 0 | 99999 | 99999 | 99999 | 1 | 0 | 1 | -360 | 360 | 0 | 0 | 0 | 0 | 0 | 0 | 0 | 0
7127 | 7170 | 0 | 0.15368 | 0 | 99999 | 99999 | 99999 | 1 | 0 | 1 | -360 | 360 | 0 | 0 | 0 | 0 | 0 | 0 | 0 | 0
7127 | 7330 | 0 | 0.033475 | 0 | 99999 | 99999 | 99999 | 1 | 0 | 1 | -360 | 360 | 0 | 0 | 0 | 0 | 0 | 0 | 0 | 0
7127 | 7410 | 0 | 0.044499 | 0 | 99999 | 99999 | 99999 | 1 | 0 | 1 | -360 | 360 | 0 | 0 | 0 | 0 | 0 | 0 | 0 | 0
7127 | 7248 | 0 | 0.030644 | 0 | 99999 | 99999 | 99999 | 1 | 0 | 1 | -360 | 360 | 0 | 0 | 0 | 0 | 0 | 0 | 0 | 0
7127 | 7246 | 0 | 0.23156 | 0 | 99999 | 99999 | 99999 | 1 | 0 | 1 | -360 | 360 | 0 | 0 | 0 | 0 | 0 | 0 | 0 | 0
7127 | 7201 | 0 | 0.17175 | 0 | 99999 | 99999 | 99999 | 1 | 0 | 1 | -360 | 360 | 0 | 0 | 0 | 0 | 0 | 0 | 0 | 0
7127 | 7229 | 0 | 0.059691 | 0 | 99999 | 99999 | 99999 | 1 | 0 | 1 | -360 | 360 | 0 | 0 | 0 | 0 | 0 | 0 | 0 | 0
7127 | 7353 | 0 | 0.054821 | 0 | 99999 | 99999 | 99999 | 1 | 0 | 1 | -360 | 360 | 0 | 0 | 0 | 0 | 0 | 0 | 0 | 0
7127 | 7208 | 0 | 0.11156 | 0 | 99999 | 99999 | 99999 | 1 | 0 | 1 | -360 | 360 | 0 | 0 | 0 | 0 | 0 | 0 | 0 | 0
7170 | 7177 | 0 | 0.12121 | 0 | 99999 | 99999 | 99999 | 1 | 0 | 1 | -360 | 360 | 0 | 0 | 0 | 0 | 0 | 0 | 0 | 0
7170 | 7330 | 0 | 0.35505 | 0 | 99999 | 99999 | 99999 | 1 | 0 | 1 | -360 | 360 | 0 | 0 | 0 | 0 | 0 | 0 | 0 | 0
7170 | 7410 | 0 | 0.39017 | 0 | 99999 | 99999 | 99999 | 1 | 0 | 1 | -360 | 360 | 0 | 0 | 0 | 0 | 0 | 0 | 0 | 0
7170 | 7201 | 0 | 0.18759 | 0 | 99999 | 99999 | 99999 | 1 | 0 | 1 | -360 | 360 | 0 | 0 | 0 | 0 | 0 | 0 | 0 | 0
7170 | 7229 | 0 | 0.1404 | 0 | 99999 | 99999 | 99999 | 1 | 0 | 1 | -360 | 360 | 0 | 0 | 0 | 0 | 0 | 0 | 0 | 0
7170 | 7353 | 0 | 0.43877 | 0 | 99999 | 99999 | 99999 | 1 | 0 | 1 | -360 | 360 | 0 | 0 | 0 | 0 | 0 | 0 | 0 | 0
7170 | 7208 | 0 | 0.22665 | 0 | 99999 | 99999 | 99999 | 1 | 0 | 1 | -360 | 360 | 0 | 0 | 0 | 0 | 0 | 0 | 0 | 0
7177 | 7330 | 0 | 0.12272 | 0 | 99999 | 99999 | 99999 | 1 | 0 | 1 | -360 | 360 | 0 | 0 | 0 | 0 | 0 | 0 | 0 | 0
7177 | 7410 | 0 | 0.2397 | 0 | 99999 | 99999 | 99999 | 1 | 0 | 1 | -360 | 360 | 0 | 0 | 0 | 0 | 0 | 0 | 0 | 0
7177 | 7248 | 0 | 0.29712 | 0 | 99999 | 99999 | 99999 | 1 | 0 | 1 | -360 | 360 | 0 | 0 | 0 | 0 | 0 | 0 | 0 | 0
7177 | 7246 | 0 | 0.21881 | 0 | 99999 | 99999 | 99999 | 1 | 0 | 1 | -360 | 360 | 0 | 0 | 0 | 0 | 0 | 0 | 0 | 0
7177 | 7201 | 0 | 0.089695 | 0 | 99999 | 99999 | 99999 | 1 | 0 | 1 | -360 | 360 | 0 | 0 | 0 | 0 | 0 | 0 | 0 | 0
7177 | 7229 | 0 | 0.098359 | 0 | 99999 | 99999 | 99999 | 1 | 0 | 1 | -360 | 360 | 0 | 0 | 0 | 0 | 0 | 0 | 0 | 0
7177 | 7353 | 0 | 0.35623 | 0 | 99999 | 99999 | 99999 | 1 | 0 | 1 | -360 | 360 | 0 | 0 | 0 | 0 | 0 | 0 | 0 | 0
7177 | 7208 | 0 | 0.19578 | 0 | 99999 | 99999 | 99999 | 1 | 0 | 1 | -360 | 360 | 0 | 0 | 0 | 0 | 0 | 0 | 0 | 0
7201 | 7330 | 0 | 0.32191 | 0 | 99999 | 99999 | 99999 | 1 | 0 | 1 | -360 | 360 | 0 | 0 | 0 | 0 | 0 | 0 | 0 | 0
7201 | 7410 | 0 | 0.38821 | 0 | 99999 | 99999 | 99999 | 1 | 0 | 1 | -360 | 360 | 0 | 0 | 0 | 0 | 0 | 0 | 0 | 0
7201 | 7248 | 0 | 0.75155 | 0 | 99999 | 99999 | 99999 | 1 | 0 | 1 | -360 | 360 | 0 | 0 | 0 | 0 | 0 | 0 | 0 | 0
7201 | 7246 | 0 | 0.0487 | 0 | 99999 | 99999 | 99999 | 1 | 0 | 1 | -360 | 360 | 0 | 0 | 0 | 0 | 0 | 0 | 0 | 0
7201 | 7229 | 0 | 0.20756 | 0 | 99999 | 99999 | 99999 | 1 | 0 | 1 | -360 | 360 | 0 | 0 | 0 | 0 | 0 | 0 | 0 | 0
7201 | 7353 | 0 | 0.59261 | 0 | 99999 | 99999 | 99999 | 1 | 0 | 1 | -360 | 360 | 0 | 0 | 0 | 0 | 0 | 0 | 0 | 0
7201 | 7208 | 0 | 0.35135 | 0 | 99999 | 99999 | 99999 | 1 | 0 | 1 | -360 | 360 | 0 | 0 | 0 | 0 | 0 | 0 | 0 | 0
7208 | 7330 | 0 | 0.26142 | 0 | 99999 | 99999 | 99999 | 1 | 0 | 1 | -360 | 360 | 0 | 0 | 0 | 0 | 0 | 0 | 0 | 0
7208 | 7410 | 0 | 0.41343 | 0 | 99999 | 99999 | 99999 | 1 | 0 | 1 | -360 | 360 | 0 | 0 | 0 | 0 | 0 | 0 | 0 | 0
7208 | 7248 | 0 | 0.70489 | 0 | 99999 | 99999 | 99999 | 1 | 0 | 1 | -360 | 360 | 0 | 0 | 0 | 0 | 0 | 0 | 0 | 0
7208 | 7229 | 0 | 0.18443 | 0 | 99999 | 99999 | 99999 | 1 | 0 | 1 | -360 | 360 | 0 | 0 | 0 | 0 | 0 | 0 | 0 | 0
7208 | 7353 | 0 | 0.32038 | 0 | 99999 | 99999 | 99999 | 1 | 0 | 1 | -360 | 360 | 0 | 0 | 0 | 0 | 0 | 0 | 0 | 0
7229 | 7330 | 0 | 0.10238 | 0 | 99999 | 99999 | 99999 | 1 | 0 | 1 | -360 | 360 | 0 | 0 | 0 | 0 | 0 | 0 | 0 | 0
7229 | 7410 | 0 | 0.079424 | 0 | 99999 | 99999 | 99999 | 1 | 0 | 1 | -360 | 360 | 0 | 0 | 0 | 0 | 0 | 0 | 0 | 0
7229 | 7248 | 0 | 0.15056 | 0 | 99999 | 99999 | 99999 | 1 | 0 | 1 | -360 | 360 | 0 | 0 | 0 | 0 | 0 | 0 | 0 | 0
7229 | 7246 | 0 | 0.42938 | 0 | 99999 | 99999 | 99999 | 1 | 0 | 1 | -360 | 360 | 0 | 0 | 0 | 0 | 0 | 0 | 0 | 0
7229 | 7353 | 0 | 0.27211 | 0 | 99999 | 99999 | 99999 | 1 | 0 | 1 | -360 | 360 | 0 | 0 | 0 | 0 | 0 | 0 | 0 | 0
7246 | 7330 | 0 | 0.25551 | 0 | 99999 | 99999 | 99999 | 1 | 0 | 1 | -360 | 360 | 0 | 0 | 0 | 0 | 0 | 0 | 0 | 0
7246 | 7410 | 0 | 0.73215 | 0 | 99999 | 99999 | 99999 | 1 | 0 | 1 | -360 | 360 | 0 | 0 | 0 | 0 | 0 | 0 | 0 | 0
7246 | 7248 | 0 | 0.47727 | 0 | 99999 | 99999 | 99999 | 1 | 0 | 1 | -360 | 360 | 0 | 0 | 0 | 0 | 0 | 0 | 0 | 0
7248 | 7330 | 0 | 0.028439 | 0 | 99999 | 99999 | 99999 | 1 | 0 | 1 | -360 | 360 | 0 | 0 | 0 | 0 | 0 | 0 | 0 | 0
7248 | 7410 | 0 | 0.065231 | 0 | 99999 | 99999 | 99999 | 1 | 0 | 1 | -360 | 360 | 0 | 0 | 0 | 0 | 0 | 0 | 0 | 0
7248 | 7353 | 0 | 0.67462 | 0 | 99999 | 99999 | 99999 | 1 | 0 | 1 | -360 | 360 | 0 | 0 | 0 | 0 | 0 | 0 | 0 | 0
7330 | 7410 | 0 | 0.17324 | 0 | 99999 | 99999 | 99999 | 1 | 0 | 1 | -360 | 360 | 0 | 0 | 0 | 0 | 0 | 0 | 0 | 0
7330 | 7353 | 0 | 0.22433 | 0 | 99999 | 99999 | 99999 | 1 | 0 | 1 | -360 | 360 | 0 | 0 | 0 | 0 | 0 | 0 | 0 | 0
7353 | 7410 | 0 | 0.34596 | 0 | 99999 | 99999 | 99999 | 1 | 0 | 1 | -360 | 360 | 0 | 0 | 0 | 0 | 0 | 0 | 0 | 0
8002 | 8129 | 0 | 0.43536 | 0 | 99999 | 99999 | 99999 | 1 | 0 | 1 | -360 | 360 | 0 | 0 | 0 | 0 | 0 | 0 | 0 | 0
8002 | 8060 | 0 | 0.38681 | 0 | 99999 | 99999 | 99999 | 1 | 0 | 1 | -360 | 360 | 0 | 0 | 0 | 0 | 0 | 0 | 0 | 0
8060 | 8129 | 0 | 0.43865 | 0 | 99999 | 99999 | 99999 | 1 | 0 | 1 | -360 | 360 | 0 | 0 | 0 | 0 | 0 | 0 | 0 | 0
8060 | 8070 | 0 | 0.21505 | 0 | 99999 | 99999 | 99999 | 1 | 0 | 1 | -360 | 360 | 0 | 0 | 0 | 0 | 0 | 0 | 0 | 0
8060 | 8087 | 0 | 0.28542 | 0 | 99999 | 99999 | 99999 | 1 | 0 | 1 | -360 | 360 | 0 | 0 | 0 | 0 | 0 | 0 | 0 | 0
8070 | 8087 | 0 | 0.28939 | 0 | 99999 | 99999 | 99999 | 1 | 0 | 1 | -360 | 360 | 0 | 0 | 0 | 0 | 0 | 0 | 0 | 0